## Form Index
form | form_desc
A0 | Eligibility/Registration Checklist
A1 | *HQ*COMMENT
AE | Adverse Event Form
AI | Additional Imaging
AT | Additional Treatment Form
BS | FMISO PET Blood Sampling Form
CO | Concomitant Medications
DE | MRI CENTRAL READER FORM
DS | End of Study Disposition
EX | Imaging Agent Administration Treatment Exposure Form
F1 | Follow-up
FM | FMISO Image Analysis: Patient Results Data Upload
MC | Core Lab MRI QC
MH | Baseline Abnormalities
MI | Baseline DWI Central Reader Form
MR | MRI/MRS Assessment
MS | MRS CENTRAL READER FORM
PQ | Core Lab FMISO PET QC Form
PR | Protocol Variation Form
SA | FMISO Safety Assessment Form
SC | DSC CENTRAL READER FORM
T4 | Treatment Interruptions
TA | FMISO PET Technical Assessment
TX | Prior Therapies
V1 | Visit 1 Study Procedures
V2 | Visit 2 Study Procedures
V3 | Visit 3 Study Procedures
V4 | Visit 4 Study Procedures
VA | Visit 2a Study Procedures

## A0
Form element number | Variable Name | Variable Label | Data Type | Option Code | Option Description
0 | entryage | Patient age at Registration | # |  | 8
2 | A0E2 | HAS THE ELIGIBILITY CHECKLIST BEEN COMPLETED? | List | 1 | No
|  |  |  | 2 | Yes
3 | A0E3 | PATIENT ELIGIBLE FOR THIS STUDY? | List | 1 | No
|  |  |  | 2 | Yes
4 | A0E4 | DATE THE STUDY-SPECIFIC CONSENT FORM WAS SIGNED. | YYYY |  | best4.
| A0E4d | "Days from Base_dt to DATE THE STUDY-SPECIFIC CONSENT FORM WAS SIGNED. | # |  | best8.
8 | A0E8 | DATE OF BIRTH | YYYY |  | best4.
| A0E8d | "Days from Base_dt to DATE OF BIRTH | # |  | best8.
9 | A0E9 | ETHNIC CATEGORY | List | 1 | Hispanic or Latino
|  |  |  | 2 | Not Hispanic or Latino
|  |  |  | 9 | Unknown
-1 | inst_no | De-identified Institution Number | # |  | 8
11 | A0E11 | GENDER | List | 1 | Male
|  |  |  | 2 | Female
12 | A0E12 | COUNTRY OF RESIDENCE | List | 1 | United States
|  |  |  | 2 | Canada
|  |  |  | 3 | Other
14 | A0E14 | PARTICIPANT'S INSURANCE STATUS | List | 3 | Medicare and Private Insurance
|  |  |  | 4 | Medicaid
|  |  |  | 5 | Medicaid and Medicare
|  |  |  | 6 | Military or Veterans Administration
|  |  |  | 7 | Self Pay
|  |  |  | 8 | No means of payment
|  |  |  | 9 | Unknown/Decline to answer
15 | A0E15 | ANY CARE AT VA OR MILITARY HOSPITAL | List | 1 | No
|  |  |  | 2 | Yes
|  |  |  | 9 | Unknown
16 | A0E16 | CALENDAR BASE DATE | YYYY |  | best4.
| A0E16d | "Days from Base_dt to CALENDAR BASE DATE | # |  | best8.
17 | A0E17 | RANDOMIZATION DATE | YYYY |  | best4.
| A0E17d | "Days from Base_dt to RANDOMIZATION DATE | # |  | best8.
18 | A0E18 | OTHER COUNTRY, SPECIFY | Char(200) |  | $F200.
19 | A0E19 | RACE: AMERICAN INDIAN OR ALASKAN NATIVE | List | 1 | No
|  |  |  | 2 | Yes
20 | A0E20 | RACE: ASIAN | List | 1 | No
|  |  |  | 2 | Yes
21 | A0E21 | RACE: BLACK OR AFRICAN AMERICAN | List | 1 | No
|  |  |  | 2 | Yes
22 | A0E22 | RACE: NATIVE HAWAIIAN OR OTHER PACIFIC ISLANDER | List | 1 | No
|  |  |  | 2 | Yes
23 | A0E23 | RACE: WHITE | List | 1 | No
|  |  |  | 2 | Yes
24 | A0E24 | RACE: UNKNOWN | List | 1 | No
|  |  |  | 2 | Yes
25 | A0E25 | A WAIVER TO OVERRIDE PARTICIPANT ELIGIBILITY HAS BEEN GRANTED | List | 1 | Not Marked
|  |  |  | 2 | Marked
27 | A0E27 | DATE WAIVER GRANTED | YYYY |  | best4.
| A0E27d | "Days from Base_dt to DATE WAIVER GRANTED | # |  | best8.
28 | A0E28 | IS PARTICIPANT 18 YEARS OF AGE OR OLDER | List | 1 | No
|  |  |  | 2 | Yes
29 | A0E29 | PARTICIPANT HAVE NEWLY DIAGNOSED GBM, WHO GRADE IV, | List | 1 | No
|  |  |  | 2 | Yes
30 | A0E30 | DOES THE PARTICIPANT HAVE RESIDUAL TUMOR AFTER SURGERY | List | 1 | No
|  |  |  | 2 | Yes
31 | A0E31 | DATE OF SURGERY | YYYY |  | best4.
| A0E31d | "Days from Base_dt to DATE OF SURGERY | # |  | best8.
32 | A0E32 | IS THE TUMOR > 4CC IN VOLUME ON MRI WITH T1+GD | List | 1 | No
|  |  |  | 2 | Yes
33 | A0E33 | DATE OF MRI | YYYY |  | best4.
| A0E33d | "Days from Base_dt to DATE OF MRI | # |  | best8.
34 | A0E34 | PARTICIPANT SCHEDULED FOR STANDARD FRACTIONATED RADIATION THERAPY | List | 1 | No
|  |  |  | 2 | Yes
35 | A0E35 | PARTICIPANT SCHEDULED TO RECEIVE TMZ IN ADDITION TO RADIATION THERAPY | List | 1 | No
|  |  |  | 2 | Yes
36 | A0E36 | PARTICIPANT HAVE A KARNOFSKY PERFORMANCE SCORE OF >60 | List | 1 | No
|  |  |  | 2 | Yes
37 | A0E37 | PROVIDE PARTICIPANTS KARNOFSKY PERFORMANCE SCORE | List | 10 | Moribund; fatal processes progressing rapidly
|  |  |  | 20 | Very sick; hospitalization necessary; active support treatment necessary
|  |  |  | 30 | Severely disabled; hospitalization is indicated although death not imminent
|  |  |  | 40 | Disabled; requires special care and assistance
|  |  |  | 50 | Requires considerable assistance and frequent medical care
|  |  |  | 60 | Requires occasional assistance, but is able to care for most of his needs
|  |  |  | 70 | Cares for self; unable to carry on normal activity or to do active work
|  |  |  | 80 | Normal activity with effort; some signs of symptoms of disease
|  |  |  | 90 | Able to carry on normal activity; minor signs or symptoms of disease
|  |  |  | 100 | Normal; no complaints; no evidence of disease
38 | A0E38 | IS THE PARTICIPANT PREGNANT OR BREAST FEEDING | List | 1 | No
|  |  |  | 2 | Yes
39 | A0E39 | PARTICIPANT SCHEDULED FOR CHEMO IMMUNOTHERAPY, OR BIOLOGIC AGENT | List | 1 | No
|  |  |  | 2 | Yes
40 | A0E40 | IS THE PARTICIPANT CLAUSTROPHOBIC | List | 1 | No
|  |  |  | 2 | Yes
41 | A0E41 | PARTICIPANT HAVE METALLIC OBJECTS OR IMPLANTED MEDICAL DEVICES IN BODY | List | 1 | No
|  |  |  | 2 | Yes
42 | A0E42 | DOES THE PARTICIPANT HAVE SICKLE CELL DISEASE | List | 1 | No
|  |  |  | 2 | Yes
43 | A0E43 | DOES THE PARTICIPANT HAVE RENAL FAILURE | List | 1 | No
|  |  |  | 2 | Yes
44 | A0E44 | PARTICIPANT HAVE REDUCED RENAL FUNCTION BASED ON SERUM CREATININE... | List | 1 | No
|  |  |  | 2 | Yes
45 | A0E45 | DATE OF LABS | YYYY |  | best4.
| A0E45d | "Days from Base_dt to DATE OF LABS | # |  | best8.
46 | A0E46 | PARTICIPANT HAVE PRESENCE OF ANY OTHER CO-EXISTING CONDITION... | List | 1 | No
|  |  |  | 2 | Yes
47 | A0E47 | PARTICIPANT HAVE PRESENCE OF ANY SERIOUS SYSTEMIC ILLNESS | List | 1 | No
|  |  |  | 2 | Yes
48 | A0E48 | PARTICIPANT HAVE AN UNCONTROLLED INTERCURRENT INFECTION | List | 1 | No
|  |  |  | 2 | Yes
49 | A0E49 | PARTICIPANT HAVE AN UNCONTROLLED MALIGNANCY | List | 1 | No
|  |  |  | 2 | Yes
50 | A0E50 | PARTICIPANT HAVE SIGNIFICANT RENAL DISEASE | List | 1 | No
|  |  |  | 2 | Yes
51 | A0E51 | DOES THE PARTICIPANT HAVE ANY PSYCHIATRIC/SOCIAL SITUATIONS... | List | 1 | No
|  |  |  | 2 | Yes
52 | A0E52 | PARTICIPANT HAVE A HISTORY OF ALLERGIC REACTIONS ATTRIBUTED... | List | 1 | No
|  |  |  | 2 | Yes
53 | A0E53 | DOES THE PARTICIPANT WEIGH MORE THAN 350 LBS | List | 1 | No
|  |  |  | 2 | Yes
54 | A0E54 | HAS THE PARTICIPANT HAD PRIOR TREATMENT WITH IMPLANTED RADIOTHERAPY... | List | 1 | No
|  |  |  | 2 | Yes
55 | A0E55 | PARTICIPANT UNABLE TO TOLERATE 100% OXYGEN FOR < 10 MINUTES | List | 1 | No
|  |  |  | 2 | Yes
58 | A0E58 | DATE FORM COMPLETED | YYYY |  | best4.
| A0E58d | "Days from Base_dt to DATE FORM COMPLETED | # |  | best8.
60 | A0E60 | IF YES, IS PARTICIPANT TO RECEIVE TRTMENT OTHER THAN SINGLE ANTI-VEGF | List | 1 | No
|  |  |  | 2 | Yes
61 | A0E61 | SIZE OF RESIDUL TUMOR | # |  | BEST32.
62 | A0E62 | MEASUREMENT UNITS FOR RESIDUAL TUMOR SIZE | List | 1 | CC
|  |  |  | 88 | Other
63 | A0E63 | SPECIFY OTHER MEASUREMENT UNITS FOR RESIDUAL TUMOR SIZE | Char(200) |  | $F200.
64 | A0E64 | TREATMENT INCLUDES THERAPY OTHER THAN PARP INHIBITOR | List | 1 | No
|  |  |  | 2 | Yes
65 | A0E65 | PATIENT HAD BIOPSY BUT NO SURGERY | List | 1 | Not Marked
|  |  |  | 2 | Marked
67 | A0E67 | PATIENT SCHEDULED FOR THERAPY IN ADDITION TO TMZ AND RADIATION | List | 1 | No
|  |  |  | 2 | Yes
68 | A0E68 | PATIENT RECEIVING THERAPY UNDER CLINICAL TRIAL UNWILLING TO SHARE DATA WITH ACRIN | List | 1 | No
|  |  |  | 2 | Yes
125 | REC | Data receipt (from base date) | # | 2 | 8

## A1
Form element number | Variable Name | Variable Label | Data Type | Option Code | Option Description
3 | A1E3 | ELIGIBILITY STATUS | List | 1 | Eligible
|  |  |  | 2 | Ineligible
4 | A1E4 | CASE STATUS | List | 1 | Unwilling / Unable to provide consent
|  |  |  | 2 | Consent post-registration
|  |  |  | 5 | Enrolled under expired assurance
|  |  |  | 6 | Case override
|  |  |  | 12 | Duplicate case registration/randomization
5 | A1E5 | CASE STATUS | List | 1 | Age criteria not met
|  |  |  | 3 | Participant medical history not allowable per protocol
|  |  |  | 5 | Cancer stage criteria not met
|  |  |  | 6 | Prior malignancy
|  |  |  | 7 | Pregnant
|  |  |  | 8 | Pre-existing medical condition(s)
|  |  |  | 9 | Histology not protocol compliant
|  |  |  | 12 | Patient performance status criteria not met
|  |  |  | 17 | Contraindication to imaging
|  |  |  | 22 | Medical contraindication
|  |  |  | 24 | Labs not within acceptable range
|  |  |  | 37 | Weight > 350 lbs
|  |  |  | 38 | Prior Treatment
|  |  |  | 39 | Unable to tolerate O2 requirements
|  |  |  | 88 | Other, specify
6 | A1E6 | ASSESS DATE/OVERRIDE DATE | YYYY |  | best4.
| A1E6d | "Days from Base_dt to ASSESS DATE/OVERRIDE DATE | # |  | best8.
7 | A1E7 | (OTHER, SPECIFY) CASE STATUS ADMINISTRATIVE REASON | Char(200) |  | $F200.
8 | A1E8 | (OTHER, SPECIFY) CASE STATUS PROTOCOL SPECIFIC REASON | Char(200) |  | $F200.
27 | REC | Data receipt (from base date) | # |  | 8

## AE
Form element number | Variable Name | Variable Label | Data Type | Option Code | Option Description
1 | AEE1 | Specify:AE DESCRIPTION | Char(200) |  | $F200.
3 | AEE3 | Specify:ADVERSE EVENT CODE #1 | Char(200) |  | $F200.
4 | AEE4 | GRADE | List | 1 | Mild
|  |  |  | 2 | Moderate
|  |  |  | 3 | Severe
|  |  |  | 4 | Life threatening[or disabling]
|  |  |  | 5 | Fatal
5 | AEE5 | ATTRIBUTION | List | 1 | Unrelated
|  |  |  | 2 | Unlikely
|  |  |  | 3 | Possible
|  |  |  | 4 | Probable
|  |  |  | 5 | Definite
6 | AEE6 | EXPECTEDNESS | List | 1 | Expected
|  |  |  | 2 | Unexpected
7 | AEE7 | EXPEDITED REPORT SUBMITTED | List | 1 | No
|  |  |  | 2 | Yes
9 | AEE9 | OUTCOME - 1 | List | 1 | Recovered
|  |  |  | 2 | Improved
|  |  |  | 3 | Ongoing
|  |  |  | 4 | Death
|  |  |  | 99 | Unknown
10 | AEE10 | AE START DATE - 1 | YYYY |  | best4.
| AEE10d | "Days from Base_dt to AE START DATE - 1 | # |  | best8.
11 | AEE11 | AE RESOLUTION DATE - 1 | YYYY |  | best4.
| AEE11d | "Days from Base_dt to AE RESOLUTION DATE - 1 | # |  | best8.
12 | AEE12 | AE ONGOING - 1 | List | 1 | Not Marked
|  |  |  | 2 | Marked
39 | AEE39 | ARE THERE ADDITIONAL AES TO REPORT | List | 1 | No
|  |  |  | 2 | Yes
40 | AEE40 | WAS THE AE ASSESSED, REVIEWED AND SIGNED BY THE INVESTIGATOR | List | 1 | No
|  |  |  | 2 | Yes
41 | AEE41 | DATE FORM COMPLETED | YYYY |  | best4.
| AEE41d | "Days from Base_dt to DATE FORM COMPLETED | # |  | best8.
42 | AEE42 | SERIOUS AE | List | 1 | No
|  |  |  | 2 | Yes
43 | AEE43 | ACTION TAKEN - NONE | List | 1 | Not Marked
|  |  |  | 2 | Marked
44 | AEE44 | ACTION TAKEN - MEDICATION THERAPY | List | 1 | Not Marked
|  |  |  | 2 | Marked
45 | AEE45 | ACTION TAKEN - PROCEDURE | List | 1 | Not Marked
|  |  |  | 2 | Marked
46 | AEE46 | ACTION TAKEN - HOSPITALIZATION | List | 1 | Not Marked
|  |  |  | 2 | Marked
47 | AEE47 | ACTION TAKEN - OTHER | List | 1 | Not Marked
|  |  |  | 2 | Marked
49 | AEE49 | AE NOT REPORTABLE | List | 1 | Not Marked
|  |  |  | 2 | Marked
51 | REC | Data receipt (from base date) | # |  | 8
53 | AEE53 | REPORTED START | YYYY |  | best4.
| AEE53d | "Days from Base_dt to REPORTED START | # |  | best8.
56 | AEE56 | REPORTED RESOLUTION | YYYY |  | best4.
| AEE56d | "Days from Base_dt to REPORTED RESOLUTION | # |  | best8.
57 | AEE57 | ACTION TAKEN - OTHER SPECIFY | Char(200) |  | $F200.

## AI
Form element number | Variable Name | Variable Label | Data Type | Option Code | Option Description
1 | AIE1 | SEQUENCE NUMBER | # |  | BEST32.
2 | AIE2 | TYPE OF IMAGING | List | 1 | MRI
|  |  |  | 2 | CT
|  |  |  | 3 | Other imaging
3 | AIE3 | OTHER IMAGING, SPECIFY | Char(200) |  | $F200.
4 | AIE4 | DATE OF IMAGING | YYYY |  | best4.
| AIE4d | "Days from Base_dt to DATE OF IMAGING | # |  | best8.
5 | AIE5 | UNKNOWN | List | 1 | Not Marked
|  |  |  | 2 | Marked
6 | AIE6 | WAS THE PARTICIPANT TAKING ANY STEROIDS AT THE TIME OF THE IMAGING | List | 1 | No
|  |  |  | 2 | Yes
|  |  |  | 9 | Unknown
7 | AIE7 | Specify:STEROID NAME | Char(200) |  | $F200.
8 | AIE8 | STEROID DOSE | # |  | BEST32.
9 | AIE9 | DOSE UNKNOWN | List | 1 | Not Marked
|  |  |  | 2 | Marked
10 | AIE10 | DOSE UNITS | List | 1 | mg
|  |  |  | 2 | mg/mL
|  |  |  | 3 | mcg
|  |  |  | 88 | Other, specify
11 | AIE11 | DOSE - UNITS SPECIFY | Char(200) |  | $F200.
14 | AIE14 | START DATE - | YYYY |  | best4.
| AIE14d | "Days from Base_dt to START DATE - | # |  | best8.
15 | AIE15 | STEROID NAME UNKNOWN | List | 1 | Not Marked
|  |  |  | 2 | Marked
23 | REC | Data receipt (from base date) | # | 2 | 8

## AT
Form element number | Variable Name | Variable Label | Data Type | Option Code | Option Description
1 | ATE1 | SEQUENCE NUMBER | # |  | BEST32.
2 | ATE2 | TREATMENT | List | 1 | Chemotherapy
|  |  |  | 2 | Radiation
|  |  |  | 3 | Surgery
|  |  |  | 4 | Anti-VEGF agent
|  |  |  | 5 | PARP inhibitor
|  |  |  | 88 | Other, specify
3 | ATE3 | OTHER, SPECIFY | Char(200) |  | $F200.
4 | ATE4 | Specify:TREATMENT DESCRIPTION | Char(200) |  | $F200.
5 | ATE5 | NOT APPLICABLE / UNKNOWN | List | 1 | Not Marked
|  |  |  | 2 | Marked
6 | ATE6 | Specify:DOSE | Char(200) |  | $F200.
7 | ATE7 | DOSE UNITS | List | 1 | mg
|  |  |  | 2 | mg/mL
|  |  |  | 3 | mcg
|  |  |  | 4 | mg/kg
|  |  |  | 5 | mg/m2
|  |  |  | 88 | Other
8 | ATE8 | DOSE - UNITS SPECIFY | Char(200) |  | $F200.
11 | ATE11 | START DATE - | YYYY |  | best4.
| ATE11d | "Days from Base_dt to START DATE - | # |  | best8.
14 | ATE14 | STOP DATE - | YYYY |  | best4.
| ATE14d | "Days from Base_dt to STOP DATE - | # |  | best8.
15 | ATE15 | STOP DATE - ONGOING | List | 1 | Not Marked
|  |  |  | 2 | Marked
16 | ATE16 | Specify:TREATMENT NAME | List | 1 | TMZ
|  |  |  | 2 | Bevacizumab
|  |  |  | 3 | Aflibercept
|  |  |  | 4 | Vandetanib
|  |  |  | 5 | XL184
|  |  |  | 6 | Blinded clinical trial
|  |  |  | 7 | BSI
|  |  |  | 8 | ABT-888
|  |  |  | 9 | IMRT
|  |  |  | 88 | Other
17 | ATE17 | ANY INTERRUPTIONS | List | 1 | No
|  |  |  | 2 | Yes
35 | REC | Data receipt (from base date) | # | 2 | 8

## BS
Form element number | Variable Name | Variable Label | Data Type | Option Code | Option Description
1 | BSE1 | TIMEPOINT | List | 1 | Visit 2
|  |  |  | 2 | Visit 2a (1st 15 participants only)
|  |  |  | 3 | Visit 3
|  |  |  | 4 | Visit 4
2 | BSE2 | WAS BLOOD SAMPLING COMPLETED | List | 1 | No
|  |  |  | 2 | Yes
3 | BSE3 | REASON NOT DONE | List | 1 | Scan not done
|  |  |  | 88 | Other, specify
4 | BSE4 | OTHER, SPECIFY | Char(200) |  | $F200.
5 | BSE5 | DATE OF IMAGING / BLOOD SAMPLING | YYYY |  | best4.
| BSE5d | "Days from Base_dt to DATE OF IMAGING / BLOOD SAMPLING | # |  | best8.
6 | BSE6 | CLOCKS WERE SYNCHRONIZED TO PET SCANNER PRIOR TO PERFORMING PROCEDURES | List | 1 | Not Marked
|  |  |  | 2 | Marked
7 | BSE7 | WELL COUNTER - CF VALUE | # |  | BEST32.
8 | BSE8 | WELL COUNTER CF - DATE OF CALIBRATION | YYYY |  | best4.
| BSE8d | "Days from Base_dt to WELL COUNTER CF - DATE OF CALIBRATION | # |  | best8.
9 | BSE9 | BLOOD SAMPLING WAS DONE WITH IV CATHETER NOT USED FOR FMISO INJECTION | List | 1 | Not Marked
|  |  |  | 2 | Marked
10 | BSE10 | EXACT TIME OF BLOOD DRAW - 5 MIN AFTER START OF EMISSION SCAN | Time(sec from 00:00:00) |  | HHMM40.
11 | BSE11 | EXACT TIME OF BLOOD DRAW - 5 MINUTES - UNKNOWN | List | 1 | Not Marked
|  |  |  | 2 | Marked
12 | BSE12 | EXACT TIME OF COUNTING - 5 MIN AFTER START OF EMISSION SCAN | Time(sec from 00:00:00) |  | HHMM40.
13 | BSE13 | EXACT TIME OF COUNTING - 5 MIN AFTER START OF EMISSION SCAN - SECONDS | # |  | BEST32.
14 | BSE14 | EXACT TIME OF COUNTING - 5 MIN - SECONDS NOT RECORDED | List | 1 | Not Marked
|  |  |  | 2 | Marked
15 | BSE15 | WEIGHT OF EMPTY GAMMA TUBE - 5 MIN AFTER START OF EMISSION SCAN | # |  | BEST32.
16 | BSE16 | WEIGHT OF EMPTY GAMMA TUBE - 5 MIN AFTER START OF EMISSION SCAN- UNK | List | 1 | Not Marked
|  |  |  | 2 | Marked
17 | BSE17 | WEIGHT OF FILLED GAMMA TUBE - 5 MIN AFTER START OF EMISSION SCAN | # |  | BEST32.
18 | BSE18 | WEIGHT OF FILLED GAMMA TUBE - 5 MIN AFTER START OF EMISSION SCAN- UNK | List | 1 | Not Marked
|  |  |  | 2 | Marked
19 | BSE19 | BACKGROUND COUNTS - 5 MIN AFTER START OF EMISSION SCAN | # |  | BEST32.
20 | BSE20 | BACKGROUND COUNTS - 5 MIN AFTER START OF EMISSION SCAN - UNKNOWN | List | 1 | Not Marked
|  |  |  | 2 | Marked
21 | BSE21 | GAMMA TUBE COUNT - 5 MIN AFTER START OF EMISSION SCAN | # |  | BEST32.
22 | BSE22 | GAMMA TUBE COUNT - 5 MIN AFTER START OF EMISSION SCAN - UNKNOWN | List | 1 | Not Marked
|  |  |  | 2 | Marked
23 | BSE23 | LENGTH OF COUNTING - 5 MIN AFTER START OF EMISSION SCAN | # |  | BEST32.
24 | BSE24 | LENGTH OF COUNTING - 5 MIN AFTER START OF EMISSION SCAN - UNKNOWN | List | 1 | Not Marked
|  |  |  | 2 | Marked
25 | BSE25 | EXACT TIME OF BLOOD DRAW - 10 MIN AFTER START OF EMISSION SCAN | Time(sec from 00:00:00) |  | HHMM40.
26 | BSE26 | EXACT TIME OF BLOOD DRAW - 10 MIN AFTER START OF EMISSION SCAN - UNK | List | 1 | Not Marked
|  |  |  | 2 | Marked
27 | BSE27 | EXACT TIME OF COUNTING - 10 MIN AFTER START OF EMISSION SCAN | Time(sec from 00:00:00) |  | HHMM40.
28 | BSE28 | EXACT TIME OF COUNTING - 10 MIN AFTER START OF EMISSION SCAN - SECONDS | # |  | BEST32.
29 | BSE29 | EXACT TIME OF COUNTING - 10 MIN AFTER EMISSION SCAN - SEC NOT RECORDED | List | 1 | Not Marked
|  |  |  | 2 | Marked
30 | BSE30 | WEIGHT OF EMPTY GAMMA TUBE - 10 MIN AFTER START OF EMISSION SCAN | # |  | BEST32.
31 | BSE31 | WEIGHT OF EMPTY GAMMA TUBE - 10 MIN AFTER START OF EMISSION SCAN - UNK | List | 1 | Not Marked
|  |  |  | 2 | Marked
32 | BSE32 | WEIGHT OF FILLED GAMMA TUBE - 10 MIN AFTER START OF EMISSION SCAN | # |  | BEST32.
33 | BSE33 | WEIGHT OF FILLED GAMMA TUBE-10 MIN AFTER START OF EMISSION SCAN- UNK | List | 1 | Not Marked
|  |  |  | 2 | Marked
34 | BSE34 | BACKGROUND COUNTS - 10 MIN AFTER START OF EMISSION SCAN | # |  | BEST32.
35 | BSE35 | BACKGROUND COUNTS - 10 MIN AFTER START OF EMISSION SCAN - UNKNOWN | List | 1 | Not Marked
|  |  |  | 2 | Marked
36 | BSE36 | GAMMA TUBE COUNT - 10 MIN AFTER START OF EMISSION SCAN | # |  | BEST32.
37 | BSE37 | GAMMA TUBE COUNT - 10 MIN AFTER START OF EMISSION SCAN - UNKNOWN | List | 1 | Not Marked
|  |  |  | 2 | Marked
38 | BSE38 | LENGTH OF COUNTING - 10 MIN AFTER START OF EMISSION SCAN | # |  | BEST32.
39 | BSE39 | LENGTH OF COUNTING - 10 MIN AFTER START OF EMISSION SCAN - UNKNOWN | List | 1 | Not Marked
|  |  |  | 2 | Marked
40 | BSE40 | EXACT TIME OF BLOOD DRAW - 15 MIN AFTER START OF EMISSION SCAN | Time(sec from 00:00:00) |  | HHMM40.
41 | BSE41 | EXACT TIME OF BLOOD DRAW - 15 MIN AFTER START OF EMISSION SCAN - UNK | List | 1 | Not Marked
|  |  |  | 2 | Marked
42 | BSE42 | EXACT TIME OF COUNTING - 15 MIN AFTER START OF EMISSION SCAN | Time(sec from 00:00:00) |  | HHMM40.
43 | BSE43 | EXACT TIME OF COUNTING - 15 MIN AFTER START OF EMISSION SCAN - SECONDS | # |  | BEST32.
44 | BSE44 | EXACT TIME OF COUNTING - 15 MIN AFTER EMISSION SCAN - SEC NOT RECORDED | List | 1 | Not Marked
|  |  |  | 2 | Marked
45 | BSE45 | WEIGHT OF EMPTY GAMMA TUBE - 15 MIN AFTER START OF EMISSION SCAN | # |  | BEST32.
46 | BSE46 | WEIGHT OF EMPTY GAMMA TUBE - 15 MIN AFTER START OF EMISSION SCAN - UNK | List | 1 | Not Marked
|  |  |  | 2 | Marked
47 | BSE47 | WEIGHT OF FILLED GAMMA TUBE - 15 MIN AFTER START OF EMISSION SCAN | # |  | BEST32.
48 | BSE48 | WEIGHT OF FILLED GAMMA TUBE-15 MIN AFTER START OF EMISSION SCAN- UNK | List | 1 | Not Marked
|  |  |  | 2 | Marked
49 | BSE49 | BACKGROUND COUNTS - 15 MIN AFTER START OF EMISSION SCAN | # |  | BEST32.
50 | BSE50 | BACKGROUND COUNTS - 15 MIN AFTER START OF EMISSION SCAN - UNKNOWN | List | 1 | Not Marked
|  |  |  | 2 | Marked
51 | BSE51 | GAMMA TUBE COUNT - 15 MIN AFTER START OF EMISSION SCAN | # |  | BEST32.
52 | BSE52 | GAMMA TUBE COUNT - 15 MIN AFTER START OF EMISSION SCAN - UNKNOWN | List | 1 | Not Marked
|  |  |  | 2 | Marked
53 | BSE53 | LENGTH OF COUNTING - 15 MIN AFTER START OF EMISSION SCAN | # |  | BEST32.
54 | BSE54 | LENGTH OF COUNTING - 15 MIN AFTER START OF EMISSION SCAN - UNKNOWN | List | 1 | Not Marked
|  |  |  | 2 | Marked
56 | BSE56 | DATE FORM COMPLETED | YYYY |  | best4.
| BSE56d | "Days from Base_dt to DATE FORM COMPLETED | # |  | best8.
57 | BSE57 | WELL COUNTER CF VALUE SIGFIG | # |  | BEST32.
58 | BSE58 | WELL COUNTER CF VALUE, POWER OF 10 | List | 1 | 10^(-5)
|  |  |  | 2 | 10^(-6)
|  |  |  | 3 | 10^(-7)
59 | BSE59 | SECONDS FOR EXACT TIME OF BLOOD DRAW - 5 MIN AFTER START OF EMISSION SCAN | # |  | BEST32.
60 | BSE60 | WEIGHT UNITS=GRAMS FOR EMPTY GAMMA TUBE - 5 MIN AFTER START OF EMISSION SCAN | List | 1 | g
61 | BSE61 | WEIGHT UNITS=GRAMS FOR FILLED GAMMA TUBE - 5 MIN AFTER START OF EMISSION SCAN | List | 1 | g
62 | BSE62 | SECONDS FOR EXACT TIME OF BLOOD DRAW - 10 MIN AFTER START OF EMISSION SCAN | # |  | BEST32.
63 | BSE63 | WEIGHT UNITS=GRAMS FOR EMPTY GAMMA TUBE - 10 MIN AFTER START OF EMISSION SCAN | List | 1 | g
64 | BSE64 | WEIGHT UNITS=GRAMS FOR FILLED GAMMA TUBE - 10 MIN AFTER START OF EMISSION SCAN | List | 1 | g
65 | BSE65 | SECONDS FOR EXACT TIME OF BLOOD DRAW - 15 MIN AFTER START OF EMISSION SCAN | # |  | BEST32.
66 | BSE66 | WEIGHT UNITS=GRAMS FOR EMPTY GAMMA TUBE - 15 MIN AFTER START OF EMISSION SCAN | List | 1 | g
67 | BSE67 | WEIGHT UNITS=GRAMS FOR FILLED GAMMA TUBE - 15 MIN AFTER START OF EMISSION SCAN | List | 1 | g
97 | REC | Data receipt (from base date) | # | 1 | 8

## CO
Form element number | Variable Name | Variable Label | Data Type | Option Code | Option Description
1 | COE1 | ROW NUMBER | # |  | BEST32.
2 | COE2 | Specify:MEDICATION GENERIC NAME | Char(200) |  | $F200.
5 | COE5 | REPORTED START | YYYY |  | best4.
| COE5d | "Days from Base_dt to REPORTED START | # |  | best8.
9 | COE9 | END | YYYY |  | best4.
| COE9d | "Days from Base_dt to END | # |  | best8.
| REC | Data receipt (from base date) | # | 2 | 8
11 | COE11 | MEDICATION ONGOING | List | 1 | Not Marked
|  |  |  | 2 | Marked
12 | COE12 | Specify:INDICATIONS | Char(200) |  | $F200.
13 | COE13 | MEDICATIONS - NONE | List | 1 | Not Marked
|  |  |  | 2 | Marked

## DE
Form element number | Variable Name | Variable Label | Data Type | Option Code | Option Description
1 | DEE1 | VISIT | List | 10 | Baseline
2 | DEE2 | DATE OF MRI | YYYY |  | best4.
| DEE2d | "Days from Base_dt to DATE OF MRI | # |  | best8.
3 | DEE3 | SEGMENTATION SCANS AVAILABLE | List | 1 | No
|  |  |  | 2 | Yes
4 | DEE4 | VISIT USED | List | 10 | Baseline
5 | DEE5 | DATE OF SEGMENTATION MRI | YYYY |  | best4.
| DEE5d | "Days from Base_dt to DATE OF SEGMENTATION MRI | # |  | best8.
7 | DEE7 | T1 MAPPING: IMAGE QUALITY | List | 1 | Adequate
|  |  |  | 2 | Suboptimal
|  |  |  | 3 | Uninterpretable
8 | DEE8 | T1 MAPPING QUALITY ISSUE: MOTION | List | 0 | Unchecked
|  |  |  | 1 | Checked
9 | DEE9 | T1 MAPPING QUALITY ISSUE: ARTIFACTS | List | 0 | Unchecked
|  |  |  | 1 | Checked
10 | DEE10 | T1 MAPPING QUALITY ISSUE: DICOM HEADER | List | 0 | Unchecked
|  |  |  | 1 | Checked
11 | DEE11 | T1 MAPPING QUALITY ISSUE: LOST IMAGES | List | 0 | Unchecked
|  |  |  | 1 | Checked
12 | DEE12 | T1 MAPPING QUALITY ISSUE: POOR S/N | List | 0 | Unchecked
|  |  |  | 1 | Checked
13 | DEE13 | T1 MAPPING QUALITY ISSUE: INCOMPLETE ANATOMIC COVERAGE | List | 0 | Unchecked
|  |  |  | 1 | Checked
14 | DEE14 | T1 MAPPING QUALITY ISSUE: OTHER | List | 0 | Unchecked
|  |  |  | 1 | Checked
15 | DEE15 | T1 MAPPING QUALITY ISSUE: SPECIFY OTHER ISSUE | Char(200) |  | $F200.
16 | DEE16 | T1 MAPPING DICOM QUALITY ISSUE: NOT CONSTANT TR | List | 0 | Unchecked
|  |  |  | 1 | Checked
17 | DEE17 | T1 MAPPING DICOM QUALITY ISSUE: IMPROPER SEQUENCE TYPE | List | 0 | Unchecked
|  |  |  | 1 | Checked
18 | DEE18 | T1 MAPPING DICOM QUALITY ISSUE: TOO LONG TE | List | 0 | Unchecked
|  |  |  | 1 | Checked
19 | DEE19 | T1 MAPPING DICOM QUALITY ISSUE: OTHER | List | 0 | Unchecked
|  |  |  | 1 | Checked
20 | DEE20 | T1 MAPPING DICOM QUALITY ISSUE: SPECIFY OTHER | Char(200) |  | $F200.
21 | DEE21 | PERFUSION IMAGE QUALITY | List | 1 | Adequate
|  |  |  | 2 | Suboptimal
|  |  |  | 3 | Uninterpretable
22 | DEE22 | PERFUSION QUALITY ISSUE: MOTION | List | 0 | Unchecked
|  |  |  | 1 | Checked
23 | DEE23 | PERFUSION QUALITY ISSUE: ARTIFACTS | List | 0 | Unchecked
|  |  |  | 1 | Checked
24 | DEE24 | PERFUSION QUALITY ISSUE: CONTRAST MEDIA | List | 0 | Unchecked
|  |  |  | 1 | Checked
25 | DEE25 | PERFUSION QUALITY ISSUE: DICOM HEADER | List | 0 | Unchecked
|  |  |  | 1 | Checked
26 | DEE26 | PERFUSION QUALITY ISSUE: LOST IMAGES | List | 0 | Unchecked
|  |  |  | 1 | Checked
27 | DEE27 | PERFUSION QUALITY ISSUE: POOR S/N | List | 0 | Unchecked
|  |  |  | 1 | Checked
28 | DEE28 | PERFUSION QUALITY ISSUE: INCOMPLETE ANATOMIC COVERAGE | List | 0 | Unchecked
|  |  |  | 1 | Checked
29 | DEE29 | PERFUSION QUALITY ISSUE: OTHER | List | 0 | Unchecked
|  |  |  | 1 | Checked
30 | DEE30 | PERFUSION QUALITY ISSUE: SPECIFY | Char(200) |  | $F200.
31 | DEE31 | PERFUSION QUALITY ISSUE: IMAGING TOO INFREQUENT | List | 0 | Unchecked
|  |  |  | 1 | Checked
32 | DEE32 | PERFUSION QUALITY ISSUE: IMPROPER SEQUENCE TYPE | List | 0 | Unchecked
|  |  |  | 1 | Checked
33 | DEE33 | PERFUSION QUALITY ISSUE: IMAGING DURATION TOO SHORT | List | 0 | Unchecked
|  |  |  | 1 | Checked
34 | DEE34 | PERFUSION QUALITY ISSUE: OTHER | List | 0 | Unchecked
|  |  |  | 1 | Checked
35 | DEE35 | PERFUSION QUALITY ISSUE: SPECIFY | Char(200) |  | $F200.
36 | DEE36 | REGISTRATION OF T1 MAPS TO PERFUSION MAPS | List | 1 | Adequate
|  |  |  | 2 | Suboptimal
|  |  |  | 3 | Uninterpretable
37 | DEE37 | REASON MAPS ARE NOT ALIGNED: SCALE | List | 0 | Unchecked
|  |  |  | 1 | Checked
38 | DEE38 | REASON MAPS ARE NOT ALIGNED: IN-PLANE DIRECTION | List | 0 | Unchecked
|  |  |  | 1 | Checked
39 | DEE39 | REASON MAPS ARE NOT ALIGNED: OUT-OF-PLANE DIRECTION | List | 0 | Unchecked
|  |  |  | 1 | Checked
40 | DEE40 | REASON MAPS ARE NOT ALIGNED: OTHER | List | 0 | Unchecked
|  |  |  | 1 | Checked
41 | DEE41 | REASON MAPS ARE NOT ALIGNED: SPECIFY | Char(200) |  | $F200.
42 | DEE42 | QUALITY OF REGISTRATION: SEGMENTATIONS TO PERFUSION MAPS | List | 1 | Adequate
|  |  |  | 2 | Suboptimal
|  |  |  | 3 | Uninterpretable
43 | DEE43 | REASON MAPS ARE NOT ALIGNED: SCALE | List | 0 | Unchecked
|  |  |  | 1 | Checked
44 | DEE44 | REASON MAPS ARE NOT ALIGNED: IN-PLANE DIRECTION | List | 0 | Unchecked
|  |  |  | 1 | Checked
45 | DEE45 | REASON MAPS ARE NOT ALIGNED: OUT-OF-PLANE DIRECTION | List | 0 | Unchecked
|  |  |  | 1 | Checked
46 | DEE46 | REASON MAPS ARE NOT ALIGNED: OTHER | List | 0 | Unchecked
|  |  |  | 1 | Checked
47 | DEE47 | REASON MAPS ARE NOT ALIGNED: SPECIFY | Char(200) |  | $F200.
48 | DEE48 | AIF ENHANCEMENT CURVE IMAGE QUALITY | List | 1 | Adequate
|  |  |  | 2 | Suboptimal
|  |  |  | 3 | Uninterpretable
49 | DEE49 | AIF ENHANCEMENT CURVE QUALITY ISSUE: MULTIPLE PEAKS | List | 0 | Unchecked
|  |  |  | 1 | Checked
50 | DEE50 | AIF ENHANCEMENT CURVE QUALITY ISSUE: ARTIFACTS | List | 0 | Unchecked
|  |  |  | 1 | Checked
51 | DEE51 | AIF ENHANCEMENT CURVE QUALITY ISSUE: OTHER | List | 0 | Unchecked
|  |  |  | 1 | Checked
52 | DEE52 | AIF ENHANCEMENT CURVE QUALITY ISSUE: SPECIFY | Char(200) |  | $F200.
53 | DEE53 | LESIONS ARE PRESENT | List | 1 | No
|  |  |  | 2 | Yes
54 | DEE54 | NUMBER OF TUMOR VOXELS | # |  | BEST32.
55 | DEE55 | VOLUME OF TUMOR VOXELS: MAP ANALYSIS | # |  | BEST32.
56 | DEE56 | MEAN FPV [%} | # |  | BEST32.
57 | DEE57 | MEDIAN FPV [%] | # |  | BEST32.
58 | DEE58 | MEAN KTRANS [MIN-1] | # |  | BEST32.
59 | DEE59 | MEDIAN KTRANS [MIN-1] | # |  | BEST32.
60 | DEE60 | MEAN VE [%] | # |  | BEST32.
61 | DEE61 | MEDIAN VE [%] | # |  | BEST32.
62 | DEE62 | MEAN IAUGC | # |  | BEST32.
63 | DEE63 | MEDIAN IAUGC | # |  | BEST32.
64 | DEE64 | MEAN R1 [SEC-1] | # |  | BEST32.
65 | DEE65 | MEDIAN R1 [SEC-1] | # |  | BEST32.
66 | DEE66 | MEAN S0 | # |  | BEST32.
67 | DEE67 | MEDIAN S0 | # |  | BEST32.
68 | DEE68 | Specify:COMMENTS | Char(200) |  | $F200.
70 | DEE70 | DATE FORM COMPLETED | YYYY |  | best4.
| DEE70d | "Days from Base_dt to DATE FORM COMPLETED | # |  | best8.
116 | REC | Data receipt (from base date) | # |  | 8

## DS
Form element number | Variable Name | Variable Label | Data Type | Option Code | Option Description
1 | DSE1 | PROVIDE REASON FOR STUDY DISPOSITION | List | 1 | Protocol defined follow-up completed
|  |  |  | 2 | Patient lost to follow-up
|  |  |  | 3 | Patient refused follow-up / withdrew
|  |  |  | 4 | Death
|  |  |  | 6 | Protocol violation
|  |  |  | 8 | Study terminated by sponsor
|  |  |  | 88 | Other, specify
4 | DSE4 | DATE OF DEATH | YYYY |  | best4.
| DSE4d | "Days from Base_dt to DATE OF DEATH | # |  | best8.
5 | DSE5 | CAUSE OF DEATH | List | 1 | Disease progression
|  |  |  | 88 | Other
6 | DSE6 | SPECIFY CAUSE OF DEATH | Char(200) |  | $F200.
7 | DSE7 | DID NOT MEET ELIGIBILITY | List | 1 | Not Marked
|  |  |  | 2 | Marked
13 | DSE13 | SPECIFY REASON | Char(200) |  | $F200.
14 | DSE14 | DATE OF DISPOSITION | YYYY |  | best4.
| DSE14d | "Days from Base_dt to DATE OF DISPOSITION | # |  | best8.
15 | DSE15 | DID INVESTIGATOR REVIEW AND SIGN OFF ON DISPOSITION | List | 1 | No
|  |  |  | 2 | Yes
18 | DSE18 | DATE FORM COMPLETED | YYYY |  | best4.
| DSE18d | "Days from Base_dt to DATE FORM COMPLETED | # |  | best8.
19 | DSE19 | BASELINE PRE-TREATMENT FMISO PET AND MRI NOT DONE | List | 1 | Not Marked
|  |  |  | 2 | Marked
22 | REC | Data receipt (from base date) | # | 2 | 8

## EX
Form element number | Variable Name | Variable Label | Data Type | Option Code | Option Description
1 | EXE1 | PLANNED TIME POINT | List | 1 | Visit 2
|  |  |  | 2 | Visit 2a
|  |  |  | 3 | Visit 3
|  |  |  | 4 | Visit 4
2 | EXE2 | WAS IMAGING AGENT ADMINISTERED | List | 1 | No
|  |  |  | 2 | Yes
3 | EXE3 | IMAGING AGENT NAME | List | 1 | FMISO
4 | EXE4 | ADMINISTRATION DATE | YYYY |  | best4.
| EXE4d | "Days from Base_dt to ADMINISTRATION DATE | # |  | best8.
6 | EXE6 | IMAGING AGENT SOURCE | List | 1 | Prepared in-house
|  |  |  | 2 | Obtained from outside supplier
9 | EXE9 | ROUTE OF ADMINISTRATION | List | 1 | IV
10 | EXE10 | FULL ACTIVITY IN SYRINGE BEFORE INJECTION | # |  | BEST32.
11 | EXE11 | TIME OF ASSAY OF FULL SYRINGE BEFORE INJECTION | Time(sec from 00:00:00) |  | HHMM40.
12 | EXE12 | TIME OF ASSAY OF FULL SYRINGE BEFORE INJECTION - UNKNOWN | List | 1 | Not Marked
|  |  |  | 2 | Marked
13 | EXE13 | TIME OF INJECTION | Time(sec from 00:00:00) |  | HHMM40.
14 | EXE14 | TIME OF INJECTION - UNKNOWN | List | 1 | Not Marked
|  |  |  | 2 | Marked
15 | EXE15 | RESIDUAL ACTIVITY IN SYRINGE AFTER INJECTION | # |  | BEST32.
16 | EXE16 | RESIDUAL ACTIVITY IN SYRINGE AFTER INJECTION - UNKNOWN | List | 1 | Not Marked
|  |  |  | 2 | Marked
17 | EXE17 | TIME OF ASSAY OF RESIDUAL ACTIVITY AFTER INJECTION | Time(sec from 00:00:00) |  | HHMM40.
18 | EXE18 | TIME OF ASSAY OF RESIDUAL ACTIVITY AFTER INJECTION - UNKNOWN | List | 1 | Not Marked
|  |  |  | 2 | Marked
19 | EXE19 | ADMINISTERED ACTIVITY | # |  | BEST32.
20 | EXE20 | LOCATION OF INJECTION SITE | List | 1 | Right antecubital
|  |  |  | 2 | Right wrist
|  |  |  | 3 | Right foot
|  |  |  | 4 | Indwelling central catheter
|  |  |  | 5 | Left antecubital
|  |  |  | 6 | Left wrist
|  |  |  | 7 | Left foot
|  |  |  | 88 | Other, specify
|  |  |  | 99 | Unknown
21 | EXE21 | OTHER SPECIFY | Char(200) |  | $F200.
22 | EXE22 | ANY INFILTRATION AT INJECTION SITE NOTED | List | 1 | None
|  |  |  | 2 | Minor[(estimated to be less than or equal to 20% of dose)]
|  |  |  | 3 | Severe[(estimated to be more than 20% of dose)]
24 | EXE24 | DATE FORM COMPLETED | YYYY |  | best4.
| EXE24d | "Days from Base_dt to DATE FORM COMPLETED | # |  | best8.
43 | REC | Data receipt (from base date) | # |  | 8

## F1
Form element number | Variable Name | Variable Label | Data Type | Option Code | Option Description
1 | F1E1 | FOLLOW-UP TIME POINT | List | 2 | 3 months
|  |  |  | 3 | 6 months
|  |  |  | 4 | 9 months
|  |  |  | 5 | 12 months
|  |  |  | 6 | 15 months
|  |  |  | 7 | 18 months
|  |  |  | 8 | 21 months
|  |  |  | 9 | 24 months
|  |  |  | 10 | 27 months
|  |  |  | 11 | 30 months
|  |  |  | 12 | 33 months
|  |  |  | 13 | 36 months
|  |  |  | 14 | 39 months
|  |  |  | 15 | 42 months
|  |  |  | 16 | 45 months
|  |  |  | 17 | 48 months
|  |  |  | 18 | 51 months
|  |  |  | 19 | 54 months
|  |  |  | 20 | 57 months
|  |  |  | 21 | 60 months
|  |  |  | 22 | Final study time point
2 | F1E2 | DATE SITE RA/PI CONTACTED TREATING PHYSICIAN FOR FOLLOW-UP | YYYY |  | best4.
| F1E2d | "Days from Base_dt to DATE SITE RA/PI CONTACTED TREATING PHYSICIAN FOR FOLLOW-UP | # |  | best8.
3 | F1E3 | DATE SITE RA/PI CONTACTED TREATING PHYSICIAN FOR FOLLOW-UP - NOT DONE | List | 1 | Not Marked
|  |  |  | 2 | Marked
4 | F1E4 | LAST CONTACT BETWEEN TREATING PHYSICIAN AND PARTICIPANT | YYYY |  | best4.
| F1E4d | "Days from Base_dt to LAST CONTACT BETWEEN TREATING PHYSICIAN AND PARTICIPANT | # |  | best8.
5 | F1E5 | LAST CONTACT BETWEEN TREATING PHYSICIAN AND PARTICIPANT - UNKNOWN | List | 1 | Not Marked
|  |  |  | 2 | Marked
6 | F1E6 | PARTICIPANTS VITAL STATUS AT THE TIME OF THE FOLLOW-UP | List | 1 | Alive
|  |  |  | 2 | Dead
|  |  |  | 99 | Unknown
7 | F1E7 | VITAL STATUS UNKNOWN - REASON | List | 1 | RA/PI did not contact treating physician
|  |  |  | 2 | Treating physician lost contact with patient
|  |  |  | 88 | Other, specify
8 | F1E8 | OTHER, SPECIFY | Char(200) |  | $F200.
9 | F1E9 | DID THE PARTICIPANT COMPLETE THE CLINICAL FOLLOW-UP EVALUATION | List | 1 | No
|  |  |  | 2 | Yes
10 | F1E10 | PROVIDE REASON | List | 1 | Scheduling problem
|  |  |  | 2 | Participant refusal
|  |  |  | 3 | Medical reason
|  |  |  | 4 | Participant is in hospice
|  |  |  | 5 | Withdrew consent (initial and date form)
|  |  |  | 6 | Not clinically indicated
|  |  |  | 88 | Other, specify
11 | F1E11 | MEDICAL REASON - SPECIFY | Char(200) |  | $F200.
12 | F1E12 | OTHER SPECIFY | Char(200) |  | $F200.
13 | F1E13 | KARNOFSKY SCORE ASSESSED | List | 1 | No
|  |  |  | 2 | Yes
|  |  |  | 99 | Unknown
14 | F1E14 | KARNOFSKY SCORE | # |  | BEST32.
15 | F1E15 | DATE OF ASSESSMENT | YYYY |  | best4.
| F1E15d | "Days from Base_dt to DATE OF ASSESSMENT | # |  | best8.
16 | F1E16 | DATE OF ASSESSMENT - UNKNOWN | List | 1 | Not Marked
|  |  |  | 2 | Marked
17 | F1E17 | MMSE SCORE ASSESSED | List | 1 | No
|  |  |  | 2 | Yes
|  |  |  | 99 | Unknown
18 | F1E18 | MMSE SCORE | # |  | BEST32.
19 | F1E19 | DATE OF ASSESSMENT | YYYY |  | best4.
| F1E19d | "Days from Base_dt to DATE OF ASSESSMENT | # |  | best8.
20 | F1E20 | DATE OF ASSESSMENT - UNKNOWN | List | 1 | Not Marked
|  |  |  | 2 | Marked
21 | F1E21 | PARTICIPANT HAD ANY NEW TREATMENT SINCE THE LAST TIME POINT | List | 1 | No
|  |  |  | 2 | Yes
|  |  |  | 99 | Unknown
22 | F1E22 | TREATMENT | List | 1 | Chemotherapy
|  |  |  | 2 | Radiation
|  |  |  | 3 | Surgery
|  |  |  | 4 | Anti-VEGF agent
|  |  |  | 5 | PARP inhibitor
|  |  |  | 88 | Other, specify
23 | F1E23 | OTHER, SPECIFY | Char(200) |  | $F200.
24 | F1E24 | Specify:TREATMENT DESCRIPTION | Char(200) |  | $F200.
25 | F1E25 | DOSE NOT APPLICABLE / UNKNOWN | List | 1 | Not Marked
|  |  |  | 2 | Marked
26 | F1E26 | Specify:DOSE - 1 | Char(200) |  | $F200.
27 | F1E27 | DOSE UNITS | List | 1 | mg
|  |  |  | 3 | mg/kg
|  |  |  | 4 | mcg
|  |  |  | 5 | mg/m2
|  |  |  | 88 | Other
28 | F1E28 | DOSE - UNITS SPECIFY | Char(200) |  | $F200.
31 | F1E31 | TREATMENT START DATE - | YYYY |  | best4.
| F1E31d | "Days from Base_dt to TREATMENT START DATE - | # |  | best8.
34 | F1E34 | TREATMENT STOP DATE - | YYYY |  | best4.
| F1E34d | "Days from Base_dt to TREATMENT STOP DATE - | # |  | best8.
35 | F1E35 | ANY ADDITIONAL TREATMENT | List | 1 | No
|  |  |  | 2 | Yes
|  |  |  | 99 | Unknown
36 | F1E36 | PARTICIPANT HAD ANY NEW IMAGING SINCE THE LAST TIME POINT | List | 1 | No
|  |  |  | 2 | Yes
|  |  |  | 99 | Unknown
37 | F1E37 | TYPE OF IMAGING | List | 1 | MRI
|  |  |  | 2 | CT
|  |  |  | 3 | Other imaging
38 | F1E38 | OTHER IMAGING, SPECIFY | Char(200) |  | $F200.
39 | F1E39 | DATE OF IMAGING | YYYY |  | best4.
| F1E39d | "Days from Base_dt to DATE OF IMAGING | # |  | best8.
40 | F1E40 | DATE OF IMAGING - UNKNOWN | List | 1 | Not Marked
|  |  |  | 2 | Marked
41 | F1E41 | WAS THE PARTICIPANT TAKING ANY STEROIDS AT THE TIME OF THE IMAGING | List | 1 | No
|  |  |  | 2 | Yes
|  |  |  | 99 | Unknown
42 | F1E42 | Specify:STEROID NAME | Char(200) |  | $F200.
43 | F1E43 | STEROID NAME - NAME UNKNOWN | List | 1 | Not Marked
|  |  |  | 2 | Marked
44 | F1E44d | TOTAL DOSE PER DAY | # |  | best32.
46 | F1E46 | DOSE UNITS | List | 1 | mg
|  |  |  | 2 | mg/mL
|  |  |  | 3 | mcg
|  |  |  | 88 | Other
47 | F1E47 | DOSE UNITS - OTHER, SPECIFY | Char(200) |  | $F200.
50 | F1E50 | STEROID START DATE - | YYYY |  | best4.
| F1E50d | "Days from Base_dt to STEROID START DATE - | # |  | best8.
51 | F1E51 | ANY ADDITIONAL IMAGING ASSESSED | List | 1 | No
|  |  |  | 2 | Yes
|  |  |  | 99 | Unknown
52 | F1E52 | PROGRESSIVE DISEASE BEEN PREVIOUSLY REPORTED PRIOR TO THIS FOLLOW-UP | List | 1 | No
|  |  |  | 2 | Yes
|  |  |  | 99 | Unknown
53 | F1E53 | DISEASE STATUS AT THIS ASSESSMENT | List | 1 | Complete response
|  |  |  | 2 | Partial response
|  |  |  | 3 | Progressive disease
|  |  |  | 4 | Stable disease
|  |  |  | 5 | Not assessed
|  |  |  | 6 | Pseudoprogressive disease
|  |  |  | 99 | Unknown
54 | F1E54 | CRITERIA - > 25% INCREASE IN ENHANCING TUMOR AREA ON MRI | List | 1 | Not Marked
|  |  |  | 2 | Marked
55 | F1E55 | CRITERIA - NEUROLOGICAL STATUS HAS WORSENED | List | 1 | Not Marked
|  |  |  | 2 | Marked
56 | F1E56 | NEUROLOGICAL STATUS - MMSE AND/OR KARNOFSKY SCORE(S) | List | 1 | Not Marked
|  |  |  | 2 | Marked
57 | F1E57 | NEUROLOGICAL STATUS - OTHER CLINICAL SIGNS | List | 1 | Not Marked
|  |  |  | 2 | Marked
58 | F1E58 | OTHER CLINICAL SIGNS, SPECIFY | Char(200) |  | $F200.
59 | F1E59 | CRITERIA - STEROID DOSE STABLE OR INCREASED | List | 1 | Not Marked
|  |  |  | 2 | Marked
60 | F1E60 | DATE OF DISEASE STATUS ASSESSMENT | YYYY |  | best4.
| F1E60d | "Days from Base_dt to DATE OF DISEASE STATUS ASSESSMENT | # |  | best8.
61 | F1E61 | DATE OF DISEASE STATUS ASSESSMENT - UNKNOWN | List | 1 | Not Marked
|  |  |  | 2 | Marked
62 | F1E62 | WAS MRI SCAN USED TO DETERMINE DISEASE STATUS | List | 1 | No
|  |  |  | 2 | Yes
|  |  |  | 99 | Unknown
63 | F1E63 | DATE OF SCAN | YYYY |  | best4.
| F1E63d | "Days from Base_dt to DATE OF SCAN | # |  | best8.
65 | F1E65 | DATE FORM COMPLETED | YYYY |  | best4.
| F1E65d | "Days from Base_dt to DATE FORM COMPLETED | # |  | best8.
66 | F1E66 | DATE CONFIRMED ALIVE | YYYY |  | best4.
| F1E66d | "Days from Base_dt to DATE CONFIRMED ALIVE | # |  | best8.
67 | F1E67 | TREATMENT ONGOING | List | 1 | Not Marked
|  |  |  | 2 | Marked
68 | F1E68 | ANY INTERRUPTIONS | List | 1 | No
|  |  |  | 2 | Yes
145 | REC | Data receipt (from base date) | # | 2 | 8

## FM
Form element number | Variable Name | Variable Label | Data Type | Option Code | Option Description
2 | FME2 | Specify:Visit | Char(8) |  | $F200.
4 | FME4 | Date of PET/CT scan | YYYY |  | best4.
| FME4d | "Days from Base_dt to Date of PET/CT scan | # |  | best8.
5 | FME5 | The time after injection of the middle of the FMISO scan (mins) | # |  | BEST32.
6 | FME6 | Specify:Conversion factor that relates blood sample CPM to standard unitis of uCi/mL (multiplied by 10^6) | Char(200) |  | $F200.
7 | FME7 | The average of three blood samples calculated from the BS form in SUV units | # |  | BEST32.
8 | FME8 | The average activity in the cerebellar cortex in units of SUV | # |  | BEST32.
9 | FME9 | The ratio value of Cerebellum SUV divided by the measured Blood SUV | # |  | BEST32.
10 | FME10 | Specify:Identifies if the tissue region as Tumor | Char(200) |  | $F200.
11 | FME11 | Average SUV of VOI measured by PMOD | # |  | BEST32.
12 | FME12 | Maximum SUV of VOI measured by PMOD | # |  | BEST32.
13 | FME13 | Peak SUV of VOI measured by PMOD** | # |  | BEST32.
14 | FME14 | Maximum Tissue/Blood value in the tissue region from SUVmax/BloodSUV | # |  | BEST32.
15 | FME15 | The hypoxic volume with the tumor region in cc | # |  | BEST32.
16 | FME16 | Maximum Tissue/Cerebellum value in the tissue region from SUVmax/Cerebellum SUV | # |  | BEST32.
17 | FME17 | Hypoxic volume derived from the cerebellum SUV | # |  | BEST32.
18 | FME18 | Specify:Identifies the tissue region as Control (a brain region including both gray and white matter) | Char(200) |  | $F200.
19 | FME19 | Average SUV of VOI measured by PMOD | # |  | BEST32.
20 | FME20 | Maximum SUV of VOI measured by PMOD | # |  | BEST32.
21 | FME21 | Mean Tissue/Blood value in region from SUVmean/BloodSUV | # |  | BEST32.
22 | FME22 | Maximum Tissue/Blood value in region from SUVmax/BloodSUV | # |  | BEST32.
23 | FME23 | The hypoxic volume with the control region normalized by the VOI volume (cc) | # |  | BEST32.
24 | FME24 | Mean Tissue/Cerebellum value in region from SUVmean/CerebellumSUV | # |  | BEST32.
25 | FME25 | Maximum Tissue/Cerebellum value in region from SUVmax/CerebellumSUV | # |  | BEST32.
| REC | Data receipt (from base date) | # |  | 8
26 | FME26 | The hypoxic volume of the control region determined from the Cerebellum SUV normalized by the VOI volume | # |  | BEST32.

## MC
Form element number | Variable Name | Variable Label | Data Type | Option Code | Option Description
1 | MCE1 | TIME POINT OF IMAGES BEING REVIEWED | List | 1 | Visit 2
|  |  |  | 2 | Visit 3
|  |  |  | 3 | Visit 4
2 | MCE2 | DATE OF BIRTH | YYYY |  | best4.
| MCE2d | "Days from Base_dt to DATE OF BIRTH | # |  | best8.
3 | MCE3 | DATE OF MRI | YYYY |  | best4.
| MCE3d | "Days from Base_dt to DATE OF MRI | # |  | best8.
6 | MCE6 | OVERALL IMAGE QUALITY | List | 1 | Acceptable
|  |  |  | 2 | Uninterpretable
7 | MCE7 | SCHEDULING | List | 1 | Not Marked
|  |  |  | 2 | Marked
8 | MCE8 | ARTIFACTS | List | 1 | Not Marked
|  |  |  | 2 | Marked
9 | MCE9 | CONTRAST MEDIA | List | 1 | Not Marked
|  |  |  | 2 | Marked
10 | MCE10 | DICOM HEADER | List | 1 | Not Marked
|  |  |  | 2 | Marked
11 | MCE11 | LOST IMAGES | List | 1 | Not Marked
|  |  |  | 2 | Marked
12 | MCE12 | POOR S/N | List | 1 | Not Marked
|  |  |  | 2 | Marked
13 | MCE13 | INCOMPLETE ANATOMIC COVERAGE | List | 1 | Not Marked
|  |  |  | 2 | Marked
14 | MCE14 | TEMPORAL RESOLUTION INSUFFICIENT | List | 1 | Not Marked
|  |  |  | 2 | Marked
15 | MCE15 | SPATIAL RESOLUTION INCORRECT | List | 1 | Not Marked
|  |  |  | 2 | Marked
16 | MCE16 | DYNAMIC RUN TOO SHORT | List | 1 | Not Marked
|  |  |  | 2 | Marked
17 | MCE17 | INCONSISTENT PARAMETERS BETWEEN TIME POINTS | List | 1 | Not Marked
|  |  |  | 2 | Marked
18 | MCE18 | OTHER | List | 1 | Not Marked
|  |  |  | 2 | Marked
19 | MCE19 | OTHER, SPECIFY | Char(200) |  | $F200.
20 | MCE20 | OTHER SPECIFY | Char(200) |  | $F200.
21 | MCE21 | T1-WEIGHTED PRE-CONTRAST - SUBMITTED | List | 1 | Not Marked
|  |  |  | 2 | Marked
22 | MCE22 | T1-WEIGHTED PRE-CONTRAST - PER PROTOCOL | List | 1 | Not Marked
|  |  |  | 2 | Marked
23 | MCE23 | T2-WEIGHTED AXIAL - SUBMITTED | List | 1 | Not Marked
|  |  |  | 2 | Marked
24 | MCE24 | T2-WEIGHTED AXIAL - PER PROTOCOL | List | 1 | Not Marked
|  |  |  | 2 | Marked
25 | MCE25 | FLAIR - SUBMITTED | List | 1 | Not Marked
|  |  |  | 2 | Marked
26 | MCE26 | FLAIR - PER PROTOCOL | List | 1 | Not Marked
|  |  |  | 2 | Marked
27 | MCE27 | BOLD - SUBMITTED | List | 1 | Not Marked
|  |  |  | 2 | Marked
28 | MCE28 | BOLD - PER PROTOCOL | List | 1 | Not Marked
|  |  |  | 2 | Marked
29 | MCE29 | T1 MAPPING - SUBMITTED | List | 1 | Not Marked
|  |  |  | 2 | Marked
30 | MCE30 | T1 MAPPING - PER PROTOCOL | List | 1 | Not Marked
|  |  |  | 2 | Marked
31 | MCE31 | DCE - SUBMITTED | List | 1 | Not Marked
|  |  |  | 2 | Marked
32 | MCE32 | DCE - PER PROTOCOL | List | 1 | Not Marked
|  |  |  | 2 | Marked
33 | MCE33 | DIFFUSION WEIGHTED /DIFFUSION TENSOR - SUBMITTED | List | 1 | Not Marked
|  |  |  | 2 | Marked
34 | MCE34 | DIFFUSION WEIGHTED /DIFFUSION TENSOR - PER PROTOCOL | List | 1 | Not Marked
|  |  |  | 2 | Marked
35 | MCE35 | DSC - SUBMITTED | List | 1 | Not Marked
|  |  |  | 2 | Marked
36 | MCE36 | DSC - PER PROTOCOL | List | 1 | Not Marked
|  |  |  | 2 | Marked
37 | MCE37 | POST T1 3D - SUBMITTED | List | 1 | Not Marked
|  |  |  | 2 | Marked
38 | MCE38 | POST T1 3D - PER PROTOCOL | List | 1 | Not Marked
|  |  |  | 2 | Marked
39 | MCE39 | POST T1 SE - SUBMITTED | List | 1 | Not Marked
|  |  |  | 2 | Marked
40 | MCE40 | POST T1 SE - PER PROTOCOL | List | 1 | Not Marked
|  |  |  | 2 | Marked
41 | MCE41 | CSI MR SPECTROSCOPY - SUBMITTED | List | 1 | Not Marked
|  |  |  | 2 | Marked
42 | MCE42 | CSI MR SPECTROSCOPY - PER PROTOCOL | List | 1 | Not Marked
|  |  |  | 2 | Marked
45 | MCE45 | DATE FORM COMPLETED | YYYY |  | best4.
| MCE45d | "Days from Base_dt to DATE FORM COMPLETED | # |  | best8.
82 | REC | Data receipt (from base date) | # |  | 8

## MH
Form element number | Variable Name | Variable Label | Data Type | Option Code | Option Description
1 | MHE1 | ABNORMALITIES - NONE | List | 1 | Not Marked
|  |  |  | 2 | Marked
2 | MHE2 | ROW NUMBER | # |  | BEST32.
3 | MHE3 | Specify:CONDITION / EVENT | Char(200) |  | $F200.
4 | MHE4 | Specify:ADVERSE EVENT CODE #1 | Char(200) |  | $F200.
5 | MHE5 | GRADE | List | 1 | Mild
|  |  |  | 2 | Moderate
|  |  |  | 3 | Severe
|  |  |  | 4 | Life threatning or disabling
9 | REC | Data receipt (from base date) | # | 4 | 8

## MI
Form element number | Variable Name | Variable Label | Data Type | Option Code | Option Description
1 | MIE1 | VISIT | List | 1 | Baseline
2 | MIE2 | DATE OF MRI | YYYY |  | best4.
| MIE2d | "Days from Base_dt to DATE OF MRI | # |  | best8.
4 | MIE4 | QUALITY OF DWI DATA | List | 1 | Excellent
|  |  |  | 2 | Good
|  |  |  | 3 | Marginal
|  |  |  | 4 | Poor
|  |  |  | 5 | Cannot evaluate
|  |  |  | 6 | Data not available
5 | MIE5 | SPECIFY REASON QUALITY IS POOR | Char(200) |  | $F200.
6 | MIE6 | SPECIFY REASON IMAGE CANNOT BE EVALUATED | Char(200) |  | $F200.
7 | MIE7 | LESIONS PRESENT | List | 1 | No
|  |  |  | 2 | Yes
8 | MIE8 | TUMOR - NUMBER OF VOXELS | # |  | BEST32.
9 | MIE9 | CONTRALATERAL NAWM - NUMBER OF VOXELS | # |  | BEST32.
10 | MIE10 | TUMOR - VOLUME OF VOXELS | # |  | BEST32.
11 | MIE11 | CONTRALATERAL NAWM - VOLUME OF VOXELS | # |  | BEST32.
12 | MIE12 | TUMOR - MEAN ADC (UM2/MS) | # |  | BEST32.
13 | MIE13 | CONTRALATERAL NAWM - MEAN ADC (UM2/MS) | # |  | BEST32.
14 | MIE14 | TUMOR - MEDIAN ADC (UM2/MS) | # |  | BEST32.
15 | MIE15 | CONTRALATERAL NAWM - MEDIAN ADC (UM2/MS) | # |  | BEST32.
16 | MIE16 | TUMOR - ADC LOW | # |  | BEST32.
17 | MIE17 | CONTRALATERAL NAWM - ADC LOW | # |  | BEST32.
18 | MIE18 | TUMOR - ADC HIGH | # |  | BEST32.
19 | MIE19 | CONTRALATERAL NAWM - ADC HIGH | # |  | BEST32.
22 | MIE22 | DATE FORM COMPLETED | YYYY |  | best4.
| MIE22d | "Days from Base_dt to DATE FORM COMPLETED | # |  | best8.
28 | REC | Data receipt (from base date) | # |  | 8

## MR
Form element number | Variable Name | Variable Label | Data Type | Option Code | Option Description
1 | MRE1 | TIMEPOINT | List | 1 | Visit 2
|  |  |  | 2 | Visit 3
|  |  |  | 3 | Visit 4
2 | MRE2 | IMAGING COMPLETED | List | 1 | No
|  |  |  | 2 | Yes
3 | MRE3 | DATE OF IMAGING | YYYY |  | best4.
| MRE3d | "Days from Base_dt to DATE OF IMAGING | # |  | best8.
4 | MRE4 | IF NO, REASON NOT COMPLETED | List | 1 | Equipment failure
|  |  |  | 2 | Patient refusal
|  |  |  | 3 | Medical contraindications
|  |  |  | 4 | Injection site complications
|  |  |  | 5 | Claustrophobia
|  |  |  | 88 | Other, specify
5 | MRE5 | OTHER, SPECIFY | Char(200) |  | $F200.
6 | MRE6 | WAS THE PARTICIPANT TAKING ANY STEROIDS AT THE TIME OF THE MRI | List | 1 | No
|  |  |  | 2 | Yes
7 | MRE7 | Specify:STEROID NAME | Char(200) |  | $F200.
8 | MRE8d | STEROID DOSE PER DAY - DOSE | # |  | best32.
10 | MRE10 | OTHER, SPECIFY | Char(200) |  | $F200.
11 | MRE11 | START DATE | YYYY |  | best4.
| MRE11d | "Days from Base_dt to START DATE | # |  | best8.
12 | MRE12 | PARTICIPANT HAVE SERUM CREATININE LEVEL WITHIN 4 WKS OF IMAGING VISIT | List | 1 | No
|  |  |  | 2 | Yes
13 | MRE13 | DATE OF LABS | YYYY |  | best4.
| MRE13d | "Days from Base_dt to DATE OF LABS | # |  | best8.
14 | MRE14 | SERUM CREATININE LEVEL | # |  | BEST32.
15 | MRE15 | SERUM CREATININE LEVEL UNITS | List | 1 | mg/dL
|  |  |  | 88 | Other, specify
16 | MRE16 | OTHER SPECIFY | Char(200) |  | $F200.
17 | MRE17 | SUBJECT WEIGHT | # |  | BEST32.
18 | MRE18 | SUBJECT WEIGHT - UNKNOWN | List | 1 | Not Marked
|  |  |  | 2 | Marked
19 | MRE19 | WHAT MAGNET STRENGTH WAS THE EXAM ACQUIRED ON | List | 1 | 1.5 Tesla
|  |  |  | 2 | 3.0 Tesla
20 | MRE20 | MANUFACTURER/VENDOR THE EXAM ACQUIRED ON | List | 1 | GE
|  |  |  | 2 | Philips
|  |  |  | 3 | Siemens
21 | MRE21 | HAS SCANNER USED FOR THIS STUDY BEEN QUALIFIED BY ACRIN | List | 1 | No
|  |  |  | 2 | Yes
22 | MRE22 | SPECIFY REASON | Char(200) |  | $F200.
23 | MRE23 | SCANNER IS THE SAME SCANNER USED FOR ALL PREVIOUS PROTOCOL SCANS | List | 1 | Not Marked
|  |  |  | 2 | Marked
24 | MRE24 | SEQUENCE - T1 WEIGHTED PRE-CONTRAST PERFORMED | List | 1 | No
|  |  |  | 2 | Yes
25 | MRE25 | T1 WEIGHTED PRE-CONTRAST - PERFORMED - NO, REASON | List | 1 | Equipment failure
|  |  |  | 2 | Claustrophobia
|  |  |  | 88 | Other, specify
26 | MRE26 | OTHER, SPECIFY | Char(200) |  | $F200.
27 | MRE27 | SEQUENCE - T2 WEIGHTED PRE-CONTRAST PERFORMED | List | 1 | No
|  |  |  | 2 | Yes
28 | MRE28 | T2 WEIGHTED PRE-CONTRAST - PERFORMED - NO, REASON | List | 1 | Equipment failure
|  |  |  | 2 | Claustrophobia
|  |  |  | 88 | Other, specify
29 | MRE29 | OTHER, SPECIFY | Char(200) |  | $F200.
30 | MRE30 | SEQUENCE - FLAIR PERFORMED | List | 1 | No
|  |  |  | 2 | Yes
31 | MRE31 | FLAIR - PERFORMED - NO, REASON | List | 1 | Equipment failure
|  |  |  | 2 | Claustrophobia
|  |  |  | 88 | Other, specify
32 | MRE32 | OTHER, SPECIFY | Char(200) |  | $F200.
33 | MRE33 | SEQUENCE - BOLD PERFORMED | List | 1 | No
|  |  |  | 2 | Yes
34 | MRE34 | BOLD - INITIAL ROOM AIR MEAN O2 SATURATION | # |  | BEST32.
35 | MRE35 | BOLD - INITIAL ROOM AIR MEAN O2 SATURATION - UNKNOWN | List | 1 | Not Marked
|  |  |  | 2 | Marked
36 | MRE36 | BOLD - O2 FLOW RATE L/MIN | # |  | BEST32.
37 | MRE37 | BOLD - O2 FLOW RATE - UNKNOWN | List | 1 | Not Marked
|  |  |  | 2 | Marked
38 | MRE38 | BOLD - MEAN O2 SATURATION DURING HYPEROXIA | # |  | BEST32.
39 | MRE39 | BOLD - MEAN O2 SATURATION DURING HYPEROXIA - UNKNOWN | List | 1 | Not Marked
|  |  |  | 2 | Marked
40 | MRE40 | BOLD - PERFORMED - NO, REASON | List | 1 | Equipment failure
|  |  |  | 2 | Claustrophobia
|  |  |  | 88 | Other, specify
41 | MRE41 | OTHER, SPECIFY | Char(200) |  | $F200.
42 | MRE42 | SEQUENCE - T1 MAPPING PERFORMED | List | 1 | No
|  |  |  | 2 | Yes
43 | MRE43 | T1 MAPPING - PERFORMED - NO, REASON | List | 1 | Equipment failure
|  |  |  | 2 | Claustrophobia
|  |  |  | 88 | Other, specify
44 | MRE44 | OTHER, SPECIFY | Char(200) |  | $F200.
45 | MRE45 | WAS CONTRAST GIVEN | List | 1 | No
|  |  |  | 2 | Yes
46 | MRE46 | CONTRAST GIVEN - DOSE ML | # |  | BEST32.
47 | MRE47 | RATE OF INJECTION CC/SEC | # |  | BEST32.
48 | MRE48 | CONTRAST BRAND | List | 1 | Magnevist
|  |  |  | 2 | Omniscan
|  |  |  | 3 | OptiMark
|  |  |  | 4 | Dotarem
|  |  |  | 5 | Prohance
|  |  |  | 88 | Other, specify
49 | MRE49 | OTHER, SPECIFY | Char(200) |  | $F200.
50 | MRE50 | SEQUENCE - DCE PERFORMED | List | 1 | No
|  |  |  | 2 | Yes
51 | MRE51 | DCE - PERFORMED - NO, REASON | List | 1 | Equipment failure
|  |  |  | 2 | Claustrophobia
|  |  |  | 88 | Other, specify
52 | MRE52 | OTHER, SPECIFY | Char(200) |  | $F200.
53 | MRE53 | SEQUENCE - DIFFUSION-WEIGHTED/DIFFUSION TENSOR PERFORMED | List | 1 | No
|  |  |  | 2 | Yes
54 | MRE54 | DIFFUSION-WEIGHTED/DIFFUSION TENSOR - PERFORMED - NO, REASON | List | 1 | Equipment failure
|  |  |  | 2 | Claustrophobia
|  |  |  | 88 | Other, specify
55 | MRE55 | OTHER, SPECIFY | Char(200) |  | $F200.
56 | MRE56 | WAS 2ND INJECTION PERFORMED | List | 1 | No
|  |  |  | 2 | Yes
57 | MRE57 | WAS 2ND INJECTION PERFORMED - DOSE ML | # |  | BEST32.
58 | MRE58 | RATE OF INJECTION CC/SEC | # |  | BEST32.
59 | MRE59 | SEQUENCE - DSC PERFORMED | List | 1 | No
|  |  |  | 2 | Yes
60 | MRE60 | DSC - PERFORMED - NO, REASON | List | 1 | Equipment failure
|  |  |  | 2 | Claustrophobia
|  |  |  | 88 | Other, specify
61 | MRE61 | OTHER, SPECIFY | Char(200) |  | $F200.
62 | MRE62 | SEQUENCE - POST T1 3D PERFORMED | List | 1 | No
|  |  |  | 2 | Yes
63 | MRE63 | POST T1 3D - PERFORMED - NO, REASON | List | 1 | Equipment failure
|  |  |  | 2 | Claustrophobia
|  |  |  | 88 | Other, specify
64 | MRE64 | OTHER, SPECIFY | Char(200) |  | $F200.
65 | MRE65 | SEQUENCE - POST T1 SE PERFORMED | List | 1 | No
|  |  |  | 2 | Yes
66 | MRE66 | POST T1 SE - PERFORMED - NO, REASON | List | 1 | Equipment failure
|  |  |  | 2 | Claustrophobia
|  |  |  | 88 | Other, specify
67 | MRE67 | OTHER, SPECIFY | Char(200) |  | $F200.
68 | MRE68 | SEQUENCE - 3D CSI MR SPECTROSCOPY PERFORMED | List | 1 | No
|  |  |  | 2 | Yes
69 | MRE69 | 3D CSI MR SPECTROSCOPY - PERFORMED - NO, REASON | List | 1 | Equipment failure
|  |  |  | 2 | Claustrophobia
|  |  |  | 88 | Other, specify
70 | MRE70 | OTHER, SPECIFY | Char(200) |  | $F200.
71 | MRE71 | WERE ANY AE'S REPORTED | List | 1 | No
|  |  |  | 2 | Yes
74 | MRE74 | DATE FORM COMPLETED | YYYY |  | best4.
| MRE74d | "Days from Base_dt to DATE FORM COMPLETED | # |  | best8.
75 | MRE75 | CSI MR SPECTROSCOPY TYPE | List | 1 | 3D
|  |  |  | 2 | 2D
76 | MRE76 | CSI MR SPECTROSCOPY - BEST FWHM | # |  | BEST32.
78 | MRE78 | STEROID NAME - NAME UNKNOWN | List | 1 | Not Marked
|  |  |  | 2 | Marked
79 | MRE79 | START DATE - UNKNOWN | List | 1 | Not Marked
|  |  |  | 2 | Marked
80 | MRE80 | EGFR | # |  | BEST32.
81 | MRE81 | EGFR UNITS | List | 1 | ml/min/1.173m2
|  |  |  | 88 | Other, specify
82 | MRE82 | SPECIFY OTHER EGFR UNITS | Char(200) |  | $F200.
83 | MRE83 | CONTRAST DOSE UNITS | List | 1 | mL
|  |  |  | 88 | Other, specify
84 | MRE84 | SPECIFY OTHER CONTRAST DOSE UNITS | Char(200) |  | $F200.
85 | MRE85 | INJECTION DOSE UNITS | List | 1 | mL
|  |  |  | 88 | Other, specify
86 | MRE86 | SPECIFY OTHER INJECTION DOSE UNITS | Char(200) |  | $F200.
152 | REC | Data receipt (from base date) | # |  | 8

## MS
Form element number | Variable Name | Variable Label | Data Type | Option Code | Option Description
1 | MSE1 | TIME POINT OF IMAGES BEING REVIEWED | List | 10 | Baseline
2 | MSE2 | DATE OF MRI | YYYY |  | best4.
| MSE2d | "Days from Base_dt to DATE OF MRI | # |  | best8.
4 | MSE4 | QUALITY OF MRS DATA | List | 1 | Excellent
|  |  |  | 2 | Good
|  |  |  | 3 | Marginal
|  |  |  | 4 | Poor
|  |  |  | 5 | Cannot evaluate
|  |  |  | 6 | Data not available
5 | MSE5 | POOR, SPECIFY (MRS DATA QUALITY ISSUE) | Char(200) |  | $F200.
6 | MSE6 | CANNOT EVALUATE, SPECIFY (MRS DATA QUALITY ISSUE) | Char(200) |  | $F200.
7 | MSE7 | ARE LESIONS PRESENT | List | 1 | No
|  |  |  | 2 | Yes
8 | MSE8 | MEAN VALUES: NUMBER OF VOXELS: TUMOR | # |  | BEST32.
9 | MSE9 | MEAN VALUES: NUMBER OF VOXELS: PERIPHERY | # |  | BEST32.
10 | MSE10 | MEAN VALUES: NUMBER OF VOXELS: CONTRALATERAL SITE | # |  | BEST32.
11 | MSE11 | MEAN VALUES: NAA/CHO: TUMOR | # |  | BEST32.
12 | MSE12 | MEAN VALUES: NAA/CHO: PERIPHERY | # |  | BEST32.
13 | MSE13 | MEAN VALUES: NAA/CHO: CONTRALATERAL SITE | # |  | BEST32.
14 | MSE14 | MEAN VALUES: CHO/CR: TUMOR | # |  | BEST32.
15 | MSE15 | MEAN VALUES: CHO/CR: PERIPHERY | # |  | BEST32.
16 | MSE16 | MEAN VALUES: CHO/CR: CONTRALATERAL SITE | # |  | BEST32.
17 | MSE17 | MEAN VALUES: NAA/CR: TUMOR | # |  | BEST32.
18 | MSE18 | MEAN VALUES: NAA/CR: PERIPHERY | # |  | BEST32.
19 | MSE19 | MEAN VALUES: NAA/CR: CONTRALATERAL SITE | # |  | BEST32.
20 | MSE20 | MEAN VALUES: LAC/CR: TUMOR | # |  | BEST32.
21 | MSE21 | MEAN VALUES: LAC/CR: PERIPHERY | # |  | BEST32.
22 | MSE22 | MEAN VALUES: LAC/CR: CONTRALATERAL SITE | # |  | BEST32.
23 | MSE23 | MEAN VALUES: LIPIDS: TUMOR | List | 1 | No
|  |  |  | 2 | Yes
24 | MSE24 | MEAN VALUES: LIPIDS: PERIPHERY | List | 1 | No
|  |  |  | 2 | Yes
25 | MSE25 | MEAN VALUES: LIPIDS: CONTRALATERAL SITE | List | 1 | No
|  |  |  | 2 | Yes
26 | MSE26 | REPRESENTATIVE VOXEL: ROW: TUMOR | # |  | BEST32.
27 | MSE27 | REPRESENTATIVE VOXEL: ROW: PERIPHERY | # |  | BEST32.
28 | MSE28 | REPRESENTATIVE VOXEL: ROW: CONTRALATERAL SITE | # |  | BEST32.
29 | MSE29 | REPRESENTATIVE VOXEL: COLUMN: TUMOR | # |  | BEST32.
30 | MSE30 | REPRESENTATIVE VOXEL: COLUMN: PERIPHERY | # |  | BEST32.
31 | MSE31 | REPRESENTATIVE VOXEL: COLUMN: CONTRALATERAL SITE | # |  | BEST32.
32 | MSE32 | REPRESENTATIVE VOXEL: NAA/CHO: TUMOR | # |  | BEST32.
33 | MSE33 | REPRESENTATIVE VOXEL: NAA/CHO: PERIPHERY | # |  | BEST32.
34 | MSE34 | REPRESENTATIVE VOXEL: NAA/CHO: CONTRALATERAL SITE | # |  | BEST32.
35 | MSE35 | REPRESENTATIVE VOXEL: CHO/CR: TUMOR | # |  | BEST32.
36 | MSE36 | REPRESENTATIVE VOXEL: CHO/CR: PERIPHERY | # |  | BEST32.
37 | MSE37 | REPRESENTATIVE VOXEL: CHO/CR: CONTRALATERAL SITE | # |  | BEST32.
38 | MSE38 | REPRESENTATIVE VOXEL: NAA/CR: TUMOR | # |  | BEST32.
39 | MSE39 | REPRESENTATIVE VOXEL: NAA/CR: PERIPHERY | # |  | BEST32.
40 | MSE40 | REPRESENTATIVE VOXEL: NAA/CR: CONTRALATERAL SITE | # |  | BEST32.
41 | MSE41 | REPRESENTATIVE VOXEL: LAC/CR: TUMOR | # |  | BEST32.
42 | MSE42 | REPRESENTATIVE VOXEL: LAC/CR: PERIPHERY | # |  | BEST32.
43 | MSE43 | REPRESENTATIVE VOXEL: LAC/CR: CONTRALATERAL SITE | # |  | BEST32.
44 | MSE44 | REPRESENTATIVE VOXEL: LIPIDS: TUMOR | List | 1 | No
|  |  |  | 2 | Yes
45 | MSE45 | REPRESENTATIVE VOXEL: LIPIDS: PERIPHERY | List | 1 | No
|  |  |  | 2 | Yes
46 | MSE46 | REPRESENTATIVE VOXEL: LIPIDS: CONTRALATERAL SITE | List | 1 | No
|  |  |  | 2 | Yes
50 | MSE50 | DATE FORM COMPLETED (MM-DD-YYYY) | YYYY |  | best4.
| MSE50d | "Days from Base_dt to DATE FORM COMPLETED (MM-DD-YYYY) | # |  | best8.
51 | MSE51 | REPRESENTATIVE VOXEL: SLICE: TUMOR | # |  | BEST32.
52 | MSE52 | REPRESENTATIVE VOXEL: SLICE: PERIPHERY | # |  | BEST32.
53 | MSE53 | REPRESENTATIVE VOXEL: SLICE: CONTRALATERAL SITE | # |  | BEST32.
65 | REC | Data receipt (from base date) | # |  | 8

## PQ
Form element number | Variable Name | Variable Label | Data Type | Option Code | Option Description
1 | PQE1 | TIMEPOINT OF PET-IMAGING | List | 1 | Baseline 18F-FMISO PET scan (Visit 2)
|  |  |  | 2 | Test/retest 18F-FMISO PET scan (Visit 2a)
|  |  |  | 3 | Mid-Tx 18F-FMISO PET scan (Visit 3)
|  |  |  | 4 | Post-Tx 18F-FMISO PET scan (Visit 4)
3 | PQE3 | COMPLETED/RECEIVED FOR THIS SCAN - ITW | List | 1 | Not Marked
|  |  |  | 2 | Marked
4 | PQE4 | COMPLETED/RECEIVED FOR THIS SCAN - TA | List | 1 | Not Marked
|  |  |  | 2 | Marked
5 | PQE5 | COMPLETED/RECEIVED FOR THIS SCAN - EX | List | 1 | Not Marked
|  |  |  | 2 | Marked
6 | PQE6 | COMPLETED/RECEIVED FOR THIS SCAN - BS | List | 1 | Not Marked
|  |  |  | 2 | Marked
7 | PQE7 | COMPLETED/RECEIVED FOR THIS SCAN - CROSS CALIBRATION EXCEL WORKSHEET | List | 1 | Not Marked
|  |  |  | 2 | Marked
8 | PQE8 | DATE OF IMAGING | YYYY |  | best4.
| PQE8d | "Days from Base_dt to DATE OF IMAGING | # |  | best8.
9 | PQE9 | PARTICIPANT DOB | YYYY |  | best4.
| PQE9d | "Days from Base_dt to PARTICIPANT DOB | # |  | best8.
10 | PQE10 | DICOM VS. TA - PATIENT WEIGHT | List | 1 | No
|  |  |  | 2 | Yes
11 | PQE11 | DICOM VS. TA - ADMINISTERED DOSE | List | 1 | No
|  |  |  | 2 | Yes
12 | PQE12 | DICOM VS. TA - INJECTION TIME | List | 1 | No
|  |  |  | 2 | Yes
13 | PQE13 | DICOM VS. TA - EMISSION START TIME | List | 1 | No
|  |  |  | 2 | Yes
14 | PQE14 | INJECTION TO SCAN INTERVAL TIME WITHIN THE SPECIFIED LIMITS | List | 1 | No
|  |  |  | 2 | Yes
15 | PQE15 | BLOOD SAMPLES COLLECTED AT 3 SPECIFIED TIME POINTS DURING THE SCAN | List | 1 | No
|  |  |  | 2 | Yes
16 | PQE16 | OVERALL IMAGE QUALITY | List | 1 | Acceptable
|  |  |  | 2 | Unacceptable
17 | PQE17 | REASON - MOTION | List | 1 | Not Marked
|  |  |  | 2 | Marked
18 | PQE18 | REASON - ARTIFACTS | List | 1 | Not Marked
|  |  |  | 2 | Marked
19 | PQE19 | REASON - CONTRAST MEDIA | List | 1 | Not Marked
|  |  |  | 2 | Marked
20 | PQE20 | REASON - DICOM HEADER | List | 1 | Not Marked
|  |  |  | 2 | Marked
21 | PQE21 | REASON - LOST IMAGES | List | 1 | Not Marked
|  |  |  | 2 | Marked
22 | PQE22 | REASON - POOR S/ N | List | 1 | Not Marked
|  |  |  | 2 | Marked
23 | PQE23 | REASON - INCOMPLETE ANATOMIC COVERAGE | List | 1 | Not Marked
|  |  |  | 2 | Marked
24 | PQE24 | REASON - TEMPORAL RESOLUTION INSUFFICIENT | List | 1 | Not Marked
|  |  |  | 2 | Marked
25 | PQE25 | REASON - SPATIAL RESOLUTION INCORRECT | List | 1 | Not Marked
|  |  |  | 2 | Marked
26 | PQE26 | REASON - DYNAMIC RUN TOO SHORT | List | 1 | Not Marked
|  |  |  | 2 | Marked
27 | PQE27 | REASON - INCONSISTENT PARAMETERS BETWEEN TIMEPOINTS | List | 1 | Not Marked
|  |  |  | 2 | Marked
28 | PQE28 | REASON - OTHER, SPECIFY | List | 1 | Not Marked
|  |  |  | 2 | Marked
29 | PQE29 | OTHER SPECIFY | Char(200) |  | $F200.
30 | PQE30 | OTHER, SPECIFY | Char(200) |  | $F200.
31 | PQE31 | WAS A QUERY (Z5) ISSUED TO THE SITE | List | 1 | No
|  |  |  | 2 | Yes
32 | PQE32 | WILL A FOLLOW-UP QC BE PERFORMED | List | 1 | No
|  |  |  | 2 | Yes
35 | PQE35 | CORE LAB SIGN OFF ON FORM | List | 1 | No
|  |  |  | 2 | Yes
36 | PQE36 | DATE FORM COMPLETED | YYYY |  | best4.
| PQE36d | "Days from Base_dt to DATE FORM COMPLETED | # |  | best8.
66 | REC | Data receipt (from base date) | # |  | 8

## PR
Form element number | Variable Name | Variable Label | Data Type | Option Code | Option Description
1 | PRE1 | PROTOCOL EVENT BEING REPORTED | List | 1 | Inclusion/exclusion criteria not met at time of registration
|  |  |  | 2 | Imaging-related deviation (complete 1b)
|  |  |  | 3 | Study activity performed without participant consent
|  |  |  | 5 | Visit or follow-up procedures not performed per protocol
|  |  |  | 6 | Case enrolled under expired IRB approval/FWA
|  |  |  | 8 | Participant met one or more of the off-imaging criteria and was imaged
|  |  |  | 88 | Other, specify
2 | PRE2 | OTHER, SPECIFY | Char(200) |  | $F200.
3 | PRE3 | IMAGING DEVIATION | List | 1 | Scan not performed according to protocol specific guidelines
|  |  |  | 2 | Images lost / unavailable
|  |  |  | 88 | Other, specify
4 | PRE4 | OTHER SPECIFY | Char(200) |  | $F200.
5 | PRE5 | DATE PROTOCOL DEVIATION OCCURRED | YYYY |  | best4.
| PRE5d | "Days from Base_dt to DATE PROTOCOL DEVIATION OCCURRED | # |  | best8.
6 | PRE6 | DATE PROTOCOL DEVIATION DISCOVERED | YYYY |  | best4.
| PRE6d | "Days from Base_dt to DATE PROTOCOL DEVIATION DISCOVERED | # |  | best8.
7 | PRE7 | Specify:DESCRIBE THE VARIATION DEVIATION - 1 | Char(200) |  | $F200.
11 | PRE11 | AT WHAT TIME POINT DID THIS STUDY DEVIATION OCCUR | List | 1 | Visit 1
|  |  |  | 2 | Visit 2
|  |  |  | 3 | Visit 2a
|  |  |  | 4 | Visit 3
|  |  |  | 5 | Visit 4
|  |  |  | 6 | Follow-up
12 | PRE12 | FOLLOW-UP TIME POINT | List | 1 | Off imaging baseline follow-up
|  |  |  | 2 | 3 month follow-up
|  |  |  | 3 | 6 month follow-up
|  |  |  | 4 | 9 month follow-up
|  |  |  | 5 | 12 month follow-up
|  |  |  | 6 | 15 month followup
|  |  |  | 7 | 18 month follow-up
|  |  |  | 8 | 21 month follow-up
|  |  |  | 9 | 24 month follow-up
|  |  |  | 10 | 27 month follow-up
|  |  |  | 11 | 30 month follow-up
|  |  |  | 12 | 33 month follow-up
|  |  |  | 13 | 36 month follow-up
|  |  |  | 14 | 39 month follow-up
|  |  |  | 15 | 42 month follow-up
|  |  |  | 16 | 45 month follow-up
|  |  |  | 17 | 48 month followup
|  |  |  | 18 | 51 month follow-up
|  |  |  | 19 | 54 month follow-up
|  |  |  | 20 | 57 month follow-up
|  |  |  | 21 | 60 month followup
|  |  |  | 22 | Final study time point
13 | PRE13 | VISIT/FOLLOW-UP STUDY PROCEDURE PR CORRESPONDS TO - BLOOD SAMPLING | List | 1 | Not Marked
|  |  |  | 2 | Marked
14 | PRE14 | VISIT/FOLLOW-UP STUDY PROCEDURE PR CORRESPONDS TO - FMISO IMAGING | List | 1 | Not Marked
|  |  |  | 2 | Marked
15 | PRE15 | VISIT/FOLLOW-UP STUDY PROCEDURE PR CORRESPONDS TO - PREGNANCY TEST | List | 1 | Not Marked
|  |  |  | 2 | Marked
16 | PRE16 | VISIT/FOLLOW-UP STUDY PROCEDURE PR CORRESPONDS TO - GFR LEVELS | List | 1 | Not Marked
|  |  |  | 2 | Marked
17 | PRE17 | VISIT/FOLLOW-UP STUDY PROCEDURE PR CORRESPONDS TO - MRI IMAGING | List | 1 | Not Marked
|  |  |  | 2 | Marked
18 | PRE18 | VISIT/FOLLOW-UP STUDY PROCEDURE PR CORRESPONDS TO - OTHER | List | 1 | Not Marked
|  |  |  | 2 | Marked
19 | PRE19 | OTHER SPECIFY | Char(200) |  | $F200.
21 | PRE21 | DATE FORM COMPLETED | YYYY |  | best4.
| PRE21d | "Days from Base_dt to DATE FORM COMPLETED | # |  | best8.
61 | REC | Data receipt (from base date) | # |  | 8

## SA
Form element number | Variable Name | Variable Label | Data Type | Option Code | Option Description
1 | SAE1 | TIMEPOINT | List | 1 | Visit 2
|  |  |  | 2 | Visit 2a (1st 15 participants only)
|  |  |  | 3 | Visit 3
|  |  |  | 4 | Visit 4
2 | SAE2 | TIME POINT OF READING - PRIOR TO INJECTION - TIME TAKEN | Time(sec from 00:00:00) |  | HHMM40.
3 | SAE3 | TIME POINT OF READING - PRIOR TO INJECTION - TIME TAKEN - UNKNOWN | List | 1 | Not Marked
|  |  |  | 2 | Marked
4 | SAE4 | TIME POINT OF READING - PRIOR TO INJECTION - PULSE BPM | # |  | BEST32.
5 | SAE5 | TIME POINT OF READING - PRIOR TO INJECTION - PULSE - UNKNOWN | List | 1 | Not Marked
|  |  |  | 2 | Marked
6 | SAE6 | TIME POINT OF READING - PRIOR TO INJECTION - BP - SYSTOLIC | # |  | BEST32.
7 | SAE7 | TIME POINT OF READING - PRIOR TO INJECTION - BP - DIASTOLIC | # |  | BEST32.
8 | SAE8 | TIME POINT OF READING - PRIOR TO INJECTION - BP - UNKNOWN | List | 1 | Not Marked
|  |  |  | 2 | Marked
9 | SAE9 | TIME POINT OF READING - PRIOR TO INJECTION - RESPIRATIONS | List | 1 | Labored
|  |  |  | 2 | Unlabored
|  |  |  | 99 | Unknown
10 | SAE10 | TIME POINT OF READING - PRIOR TO INJECTION - TEMPERATURE | # |  | BEST32.
11 | SAE11 | TIME POINT OF READING - PRIOR TO INJECTION - TEMPERATURE - UNKNOWN | List | 1 | Not Marked
|  |  |  | 2 | Marked
12 | SAE12 | TIME POINT OF READING - POST IMAGING - TIME TAKEN | Time(sec from 00:00:00) |  | HHMM40.
13 | SAE13 | TIME POINT OF READING - POST IMAGING - TIME TAKEN - UNKNOWN | List | 1 | Not Marked
|  |  |  | 2 | Marked
14 | SAE14 | TIME POINT OF READING - POST IMAGING - PULSE BPM | # |  | BEST32.
15 | SAE15 | TIME POINT OF READING - POST IMAGING - PULSE - UNKNOWN | List | 1 | Not Marked
|  |  |  | 2 | Marked
16 | SAE16 | TIME POINT OF READING - POST IMAGING - BP - SYSTOLIC | # |  | BEST32.
17 | SAE17 | TIME POINT OF READING - POST IMAGING - BP - DIASTOLIC | # |  | BEST32.
18 | SAE18 | TIME POINT OF READING - POST IMAGING - BP - UNKNOWN | List | 1 | Not Marked
|  |  |  | 2 | Marked
19 | SAE19 | TIME POINT OF READING - POST IMAGING - RESPIRATIONS | List | 1 | Labored
|  |  |  | 2 | Unlabored
|  |  |  | 99 | Unknown
20 | SAE20 | TIME POINT OF READING - POST IMAGING - TEMPERATURE | # |  | BEST32.
21 | SAE21 | TIME POINT OF READING - POST IMAGING - TEMPERATURE - UNKNOWN | List | 1 | Not Marked
|  |  |  | 2 | Marked
22 | SAE22 | DID THE PARTICIPANT REQUIRE ANY ADDITIONAL MONITORING OF VITAL SIGNS | List | 1 | No
|  |  |  | 2 | Yes
23 | SAE23 | LAST READING OF VITAL SIGNS - TIME TAKEN | Time(sec from 00:00:00) |  | HHMM40.
24 | SAE24 | LAST READING OF VITAL SIGNS - TIME TAKEN - UNKNOWN | List | 1 | Not Marked
|  |  |  | 2 | Marked
25 | SAE25 | LAST READING OF VITAL SIGNS - PULSE BPM | # |  | BEST32.
26 | SAE26 | LAST READING OF VITAL SIGNS - PULSE - UNKNOWN | List | 1 | Not Marked
|  |  |  | 2 | Marked
27 | SAE27 | LAST READING OF VITAL SIGNS - BP - SYSTOLIC | # |  | BEST32.
28 | SAE28 | LAST READING OF VITAL SIGNS - BP - DIASTOLIC | # |  | BEST32.
29 | SAE29 | LAST READING OF VITAL SIGNS - BP - UNKNOWN | List | 1 | Not Marked
|  |  |  | 2 | Marked
30 | SAE30 | LAST READING OF VITAL SIGNS - RESPIRATIONS | List | 1 | Labored
|  |  |  | 2 | Unlabored
|  |  |  | 99 | Unknown
31 | SAE31 | LAST READING OF VITAL SIGNS - TEMPERATURE | # |  | BEST32.
32 | SAE32 | LAST READING OF VITAL SIGNS - TEMPERATURE - UNKNOWN | List | 1 | Not Marked
|  |  |  | 2 | Marked
33 | SAE33 | AE'S WERE REPORTED | List | 1 | No
|  |  |  | 2 | Yes
34 | SAE34 | DATE OF FOLLOW-UP TELEPHONE CALL FOR AE ASSESSMENT | YYYY |  | best4.
| SAE34d | "Days from Base_dt to DATE OF FOLLOW-UP TELEPHONE CALL FOR AE ASSESSMENT | # |  | best8.
35 | SAE35 | DATE OF FOLLOW-UP TELEPHONE CALL FOR AE ASSESSMENT UNKNOWN | List | 1 | Not Marked
|  |  |  | 2 | Marked
36 | SAE36 | TIME OF FOLLOW-UP TELEPHONE CALL FOR AE ASSESSMENT | Time(sec from 00:00:00) |  | HHMM40.
37 | SAE37 | TIME OF FOLLOW-UP TELEPHONE CALL FOR AE ASSESSMENT UNKNOWN | List | 1 | Not Marked
|  |  |  | 2 | Marked
39 | SAE39 | DATE FORM COMPLETED | YYYY |  | best4.
| SAE39d | "Days from Base_dt to DATE FORM COMPLETED | # |  | best8.
64 | REC | Data receipt (from base date) | # |  | 8

## SC
Form element number | Variable Name | Variable Label | Data Type | Option Code | Option Description
1 | SCE1 | VISIT | List | 20 | Visit 2 Baseline
|  |  |  | 21 | Visit 2a
2 | SCE2 | SCe2 | YYYY |  | best4.
| SCE2d | "Days from Base_dt to SCe2 | # |  | best8.
4 | SCE4 | IMAGE QUALITY | List | 1 | Adequate
|  |  |  | 2 | Suboptimal
|  |  |  | 3 | Uninterpretable
5 | SCE5 | MOTION | List | 0 | Unchecked
|  |  |  | 1 | Checked
6 | SCE6 | ARTIFACTS | List | 0 | Unchecked
|  |  |  | 1 | Checked
7 | SCE7 | CONTRAST MEDIA | List | 0 | Unchecked
|  |  |  | 1 | Checked
8 | SCE8 | DICOM HEADER | List | 0 | Unchecked
|  |  |  | 1 | Checked
9 | SCE9 | LOST IMAGES | List | 0 | Unchecked
|  |  |  | 1 | Checked
10 | SCE10 | POOR S/N | List | 0 | Unchecked
|  |  |  | 1 | Checked
11 | SCE11 | INCOMPLETE ANATOMIC COVERAGE | List | 0 | Unchecked
|  |  |  | 1 | Checked
12 | SCE12 | OTHER QUALITY ISSUE | List | 0 | Unchecked
|  |  |  | 1 | Checked
13 | SCE13 | SPECIFY OTHER QUALITY ISSUE | Char(200) |  | $F200.
14 | SCE14 | LESIONS PRESENT | List | 1 | No
|  |  |  | 2 | Yes
15 | SCE15 | TOTAL ENHANCING TUMOR VOLUME | # |  | BEST32.
16 | SCE16 | DSC ACQUISITION TYPE | List | 1 | Gradient-Echo
|  |  |  | 2 | Spin-Echo
17 | SCE17 | CBV ABSOLUTE VALUE | # |  | BEST32.
18 | SCE18 | CBF ABSOLUTE VALUE | # |  | BEST32.
19 | SCE19 | MTT ABSOLUTE VALUE | # |  | BEST32.
20 | SCE20 | NORMALIZED VALUES REFERENCED TO | List | 1 | White matter
|  |  |  | 2 | Contralateral brain
21 | SCE21 | NORMALIZED RCBV | # |  | BEST32.
22 | SCE22 | NORMALIZED RCBF | # |  | BEST32.
23 | SCE23 | NORMALIZED MTT | # |  | BEST32.
24 | SCE24 | STANDARDIZED RCBV | # |  | BEST32.
25 | SCE25 | SPECIFY OTHER STANDARDIZED VALUES (2) | Char(200) |  | $F200.
26 | SCE26 | SPECIFY OTHER STANDARDIZED VALUES (1) | # |  | BEST32.
27 | SCE27 | SPECIFY OTHER STANDARDIZED VALUES (2) | Char(200) |  | $F200.
29 | SCE29 | DATE FORM COMPLETED | YYYY |  | best4.
| SCE29d | "Days from Base_dt to DATE FORM COMPLETED | # |  | best8.
43 | REC | Data receipt (from base date) | # |  | 8

## T4
Form element number | Variable Name | Variable Label | Data Type | Option Code | Option Description
1 | T4E1 | SEQUENCE NUMBER | # |  | BEST32.
2 | T4E2 | PROTOCOL SPECIFIED TREATMENT | List | 1 | Temozolomide
|  |  |  | 2 | Radiation
|  |  |  | 3 | Anti-VEGF agent
|  |  |  | 4 | PARP inhibitor
5 | T4E5 | START DATE OF INTERRUPTION - | YYYY |  | best4.
| T4E5d | "Days from Base_dt to START DATE OF INTERRUPTION - | # |  | best8.
8 | T4E8 | STOP DATE OF INTERRUPTION - | YYYY |  | best4.
| T4E8d | "Days from Base_dt to STOP DATE OF INTERRUPTION - | # |  | best8.
9 | T4E9 | STOP DATE OF INTERRUPTION - ONGOING | List | 1 | Not Marked
|  |  |  | 2 | Marked
10 | T4E10 | PRIMARY REASON FOR MODIFICATION | List | 1 | Toxicity
|  |  |  | 2 | Disease Progression
|  |  |  | 3 | Scheduling Problems
|  |  |  | 4 | Participant decision
|  |  |  | 5 | PCP decision
|  |  |  | 6 | Other Complicating disease
|  |  |  | 7 | Alternative therapy
|  |  |  | 99 | Unknown
11 | T4E11 | TYPE OF MODIFICATION | List | 1 | Dose Held
|  |  |  | 2 | Dose reduced
|  |  |  | 3 | Dose missed
12 | T4E12 | REDUCED DOSE GIVEN - DOSE | # |  | BEST32.
13 | T4E13 | REDUCED DOSE GIVEN - UNIT | List | 1 | mg
|  |  |  | 2 | mg/m2
|  |  |  | 88 | Other
14 | T4E14 | OTHER, SPECIFY | Char(200) |  | $F200.
25 | REC | Data receipt (from base date) | # |  | 8

## TA
Form element number | Variable Name | Variable Label | Data Type | Option Code | Option Description
1 | TAE1 | PROTOCOL TIME POINT | List | 1 | Visit 2
|  |  |  | 2 | Visit 2a
|  |  |  | 3 | Visit 3
|  |  |  | 4 | Visit 4
2 | TAE2 | IMAGING AGENT NAME | List | 1 | FMISO
3 | TAE3 | WAS IMAGING AGENT ADMINISTERED | List | 1 | No
|  |  |  | 2 | Yes
4 | TAE4 | PET IMAGING COMPLETED | List | 1 | No
|  |  |  | 2 | Yes
5 | TAE5 | IF NO, REASON NOT COMPLETED | List | 1 | Scheduling problem
|  |  |  | 2 | Equipment failure
|  |  |  | 3 | Participant refusal
|  |  |  | 4 | Medical reason
|  |  |  | 5 | Injection site complications
|  |  |  | 6 | Claustrophobia
|  |  |  | 7 | Blood glucose level
|  |  |  | 8 | Participant withdrew consent
|  |  |  | 9 | Progressive disease
|  |  |  | 10 | Participant death
|  |  |  | 88 | Other
|  |  |  | 99 | Unknown
6 | TAE6 | SPECIFY OTHER | Char(200) |  | $F200.
7 | TAE7 | DATE OF PET IMAGING | YYYY |  | best4.
| TAE7d | "Days from Base_dt to DATE OF PET IMAGING | # |  | best8.
8 | TAE8 | PARTICIPANT WEIGHT | # |  | BEST32.
9 | TAE9 | WEIGHT UNKNOWN | List | 1 | Not Marked
|  |  |  | 2 | Marked
10 | TAE10 | PARTICIPANT HEIGHT | # |  | BEST32.
11 | TAE11 | HEIGHT UNKNOWN | List | 1 | Not Marked
|  |  |  | 2 | Marked
22 | TAE22 | SCANNER NOT DONE | List | 1 | Not Marked
|  |  |  | 2 | Marked
23 | TAE23 | SCANNER IS THE SAME SCANNER USED FOR ALL PREVIOUS PROTOCOL SCANS | List | 1 | Not Marked
|  |  |  | 2 | Marked
24 | TAE24 | HAS YOUR SCANNER BEEN QUALIFIED BY ACRIN | List | 1 | No
|  |  |  | 2 | Yes
25 | TAE25 | SPECIFY REASON: | Char(200) |  | $F200.
29 | TAE29 | DATE OF LAST SCANNER CALIBRATION | YYYY |  | best4.
| TAE29d | "Days from Base_dt to DATE OF LAST SCANNER CALIBRATION | # |  | best8.
30 | TAE30 | DAILY SCANNER QC RUN ON DATE OF STUDY | List | 1 | No
|  |  |  | 2 | Yes
31 | TAE31 | WELL COUNTER NOT DONE | List | 1 | Not Marked
|  |  |  | 2 | Marked
33 | TAE33 | Specify:WELL COUNTER USED FOR THIS EXAM - MANUFACTURER MODEL NAME/OR NUMBER | Char(200) |  | $F200.
34 | TAE34 | DAILY WELL COUNTER QC RUN ON DATE OF STUDY | List | 1 | No
|  |  |  | 2 | Yes
35 | TAE35 | WERE CLOCKS SYNCHRONIZED TO PET SCANNER TIME PRIOR TO PERFORMING SCAN | List | 1 | No
|  |  |  | 2 | Yes
|  |  |  | 99 | Unknown
36 | TAE36 | GLOBAL TIME PIECE USED THROUGHOUT THIS STUDY | List | 1 | No
|  |  |  | 2 | Yes
|  |  |  | 99 | Unknown
37 | TAE37 | TRANSMISSION SCAN NOT DONE | List | 1 | Not Marked
|  |  |  | 2 | Marked
38 | TAE38 | ATTENUATION CORRECTION | List | 1 | CT
|  |  |  | 2 | PET
48 | TAE48 | KVP | # |  | BEST32.
49 | TAE49 | KVP UNKNOWN | List | 1 | Not Marked
|  |  |  | 2 | Marked
50 | TAE50 | MAS | # |  | BEST32.
51 | TAE51 | MAS UNKNOWN | List | 1 | Not Marked
|  |  |  | 2 | Marked
52 | TAE52 | SLICE THICKNESS | # |  | BEST32.
53 | TAE53 | SLICE THICKNESS UNKNOWN | List | 1 | Not Marked
|  |  |  | 2 | Marked
55 | TAE55 | LENGTH OF TRANSMISSION SCAN UNKNOWN | List | 1 | Not Marked
|  |  |  | 2 | Marked
56 | TAE56 | PET EMISSION SCAN NOT DONE | List | 1 | Not Marked
|  |  |  | 2 | Marked
57 | TAE57 | EMISSION ACQUISITION MODE | List | 1 | 2D
|  |  |  | 2 | 3D
60 | TAE60 | #1 BED POSITION EMISSION SCAN - START TIME | Time(sec from 00:00:00) |  | HHMM40.
61 | TAE61 | #1 BED POSITION EMISSION SCAN - STOP TIME | Time(sec from 00:00:00) |  | HHMM40.
62 | TAE62 | PIXEL SIZE OF RECONSTRUCTED IMAGES | # |  | BEST32.
63 | TAE63 | SLICE THICKNESS OF RECONSTRUCTED IMAGES | # |  | BEST32.
82 | TAE82 | ANY ADVERSE EVENTS RELATED TO IMAGING TO REPORT FOR THIS TIMEPOINT | List | 1 | No[(Sign and date form)]
|  |  |  | 2 | Yes[(Complete Q34a and submit adverse event reporting form (AE))]
83 | TAE83 | DOES THIS EVENT MEET THE CRITERIA OF A SERIOUS ADVERSE EVENT | List | 1 | No
|  |  |  | 2 | Yes
85 | TAE85 | DATE FORM COMPLETED | YYYY |  | best4.
| TAE85d | "Days from Base_dt to DATE FORM COMPLETED | # |  | best8.
86 | REC | Data receipt (from base date) | # | 2 | 8
| TAE86 | LENGTH OF TRANSMISSION | # |  | BEST32.
87 | TAE87 | TRANSMISSION LENGTH UNITS | List | 1 | Seconds
|  |  |  | 2 | Minutes

## TX
Form element number | Variable Name | Variable Label | Data Type | Option Code | Option Description
1 | TXE1 | DID THE PARTICIPANT EVER RECEIVE ANY TYPE OF CANCER TREATMENT | List | 1 | No
|  |  |  | 2 | Yes
2 | TXE2 | ANTI-RETROVIRAL THERAPY - ANY THERAPY | List | 1 | No
|  |  |  | 2 | Yes
|  |  |  | 99 | Unknown
3 | TXE3 | ANTISENSE - ANY THERAPY | List | 1 | No
|  |  |  | 2 | Yes
|  |  |  | 99 | Unknown
4 | TXE4 | BONE MARROW TRANSPLANT - ANY THERAPY | List | 1 | No
|  |  |  | 2 | Yes
|  |  |  | 99 | Unknown
5 | TXE5 | CHEMOTHERAPY (NOS) - ANY THERAPY | List | 1 | No
|  |  |  | 2 | Yes
|  |  |  | 99 | Unknown
6 | TXE6 | CHEMOTHERAPY (NOS) - # PRIOR CHEMO REGIMENS | # |  | BEST32.
7 | TXE7 | CHEMOTHERAPY MULTIPLE AGENTS SYSTEMIC - ANY THERAPY | List | 1 | No
|  |  |  | 2 | Yes
|  |  |  | 99 | Unknown
8 | TXE8 | CHEMOTHERAPY MULTIPLE AGENTS SYSTEMIC - # PRIOR CHEMO REGIMENS | # |  | BEST32.
9 | TXE9 | CHEMOTHERAPY NON-CYTOTOXIC - ANY THERAPY | List | 1 | No
|  |  |  | 2 | Yes
|  |  |  | 99 | Unknown
10 | TXE10 | CHEMOTHERAPY NON-CYTOTOXIC - # PRIOR CHEMO REGIMENS | # |  | BEST32.
11 | TXE11 | CHEMOTHERAPY SINGLE AGENT SYSTEMIC - ANY THERAPY | List | 1 | No
|  |  |  | 2 | Yes
|  |  |  | 99 | Unknown
12 | TXE12 | CHEMOTHERAPY SINGLE AGENT SYSTEMIC - # PRIOR CHEMO REGIMENS | # |  | BEST32.
13 | TXE13 | DRUG AND/OR IMMUNOTHERAPY - ANY THERAPY | List | 1 | No
|  |  |  | 2 | Yes
|  |  |  | 99 | Unknown
14 | TXE14 | GENE TRANSFER - ANY THERAPY | List | 1 | No
|  |  |  | 2 | Yes
|  |  |  | 99 | Unknown
15 | TXE15 | HEMATOPOIETIC STEM CELL TRANSPLANTATION - ANY THERAPY | List | 1 | No
|  |  |  | 2 | Yes
|  |  |  | 99 | Unknown
16 | TXE16 | HORMONAL THERAPY - ANY THERAPY | List | 1 | No
|  |  |  | 2 | Yes
|  |  |  | 99 | Unknown
17 | TXE17 | IMAGE DIRECTED LOCAL THERAPY - ANY THERAPY | List | 1 | No
|  |  |  | 2 | Yes
|  |  |  | 99 | Unknown
18 | TXE18 | ONCOLYTIC VIROTHERAPY - ANY THERAPY | List | 1 | No
|  |  |  | 2 | Yes
|  |  |  | 99 | Unknown
19 | TXE19 | PRIOR THERAPY (NOS) - ANY THERAPY | List | 1 | No
|  |  |  | 2 | Yes
|  |  |  | 99 | Unknown
20 | TXE20 | RADIATION THERAPY - ANY THERAPY | List | 1 | No
|  |  |  | 2 | Yes
|  |  |  | 99 | Unknown
21 | TXE21 | SURGERY - ANY THERAPY | List | 1 | No
|  |  |  | 2 | Yes
|  |  |  | 99 | Unknown
22 | TXE22 | THERAPY (NOS) - ANY THERAPY | List | 1 | No
|  |  |  | 2 | Yes
|  |  |  | 99 | Unknown
23 | TXE23 | VACCINE - ANY THERAPY | List | 1 | No
|  |  |  | 2 | Yes
|  |  |  | 99 | Unknown
25 | TXE25 | DATE FORM COMPLETED | YYYY |  | best4.
| TXE25d | "Days from Base_dt to DATE FORM COMPLETED | # |  | best8.
26 | TXE26 | CHEMOTHERAPY NOS- # REGIMENS UNKNOWN | List | 1 | Not Marked
|  |  |  | 2 | Marked
27 | TXE27 | CHEMOTHERAPY MULTIPLE AGENTS SYSTEMIC- # REGIMENS UNKNOWN | List | 1 | Not Marked
|  |  |  | 2 | Marked
28 | TXE28 | CHEMOTHERAPY NON-CYTOTOXIC- # REGIMENS UNKNOWN | List | 1 | Not Marked
|  |  |  | 2 | Marked
29 | TXE29 | CHEMOTHERAPY SINGLE AGENT SYSTEMIC- # REGIMENS UNKNOWN | List | 1 | Not Marked
|  |  |  | 2 | Marked
70 | REC | Data receipt (from base date) | # | 2 | 8

## V1
Form element number | Variable Name | Variable Label | Data Type | Option Code | Option Description
1 | V1E1 | TIME POINT | List | 1 | Visit 1
2 | V1E2 | DATE OF VISIT 1 | YYYY |  | best4.
| V1E2d | "Days from Base_dt to DATE OF VISIT 1 | # |  | best8.
3 | V1E3 | STUDY PROCEDURES COMPLETED/ASSESSED - VITAL SIGNS | List | 1 | Not Marked
|  |  |  | 2 | Marked
4 | V1E4 | STUDY PROCEDURES COMPLETED/ASSESSED - KARNOFSKY SCORE | List | 1 | Not Marked
|  |  |  | 2 | Marked
5 | V1E5 | STUDY PROCEDURES COMPLETED/ASSESSED - MMSE | List | 1 | Not Marked
|  |  |  | 2 | Marked
6 | V1E6 | PROVIDE MMSE SCORE | # |  | BEST32.
7 | V1E7 | STUDY PROCEDURES COMPLETED/ASSESSED - PREGNANCY TEST | List | 1 | Not Marked
|  |  |  | 2 | Marked
8 | V1E8 | STUDY PROCEDURES COMPLETED/ASSESSED - PREGNANCY TEST - DATE | YYYY |  | best4.
| V1E8d | "Days from Base_dt to STUDY PROCEDURES COMPLETED/ASSESSED - PREGNANCY TEST - DATE | # |  | best8.
9 | V1E9 | STUDY PROCEDURES COMPLETED/ASSESSED - LABORATORY TESTS | List | 1 | Not Marked
|  |  |  | 2 | Marked
10 | V1E10 | STUDY PROCEDURES COMPLETED/ASSESSED - CREATININE LEVELS | List | 1 | Not Marked
|  |  |  | 2 | Marked
11 | V1E11 | STUDY PROCEDURES COMPLETED/ASSESSED - PHYSICAL EXAM | List | 1 | Not Marked
|  |  |  | 2 | Marked
12 | V1E12 | STUDY PROCEDURES COMPLETED/ASSESSED - MEDICAL HISTORY | List | 1 | Not Marked
|  |  |  | 2 | Marked
13 | V1E13 | STUDY PROCEDURES COMPLETED/ASSESSED - POSTOPERATIVE MR IMAGES | List | 1 | Not Marked
|  |  |  | 2 | Marked
14 | V1E14 | STUDY PROCEDURES COMPLETED/ASSESSED - OPERATIVE REPORTS | List | 1 | Not Marked
|  |  |  | 2 | Marked
15 | V1E15 | STUDY PROCEDURES COMPLETED/ASSESSED - GENERAL NEUROLOGIC EXAM | List | 1 | Not Marked
|  |  |  | 2 | Marked
16 | V1E16 | STUDY PROCEDURES COMPLETED/ASSESSED - OTHER IMAGING | List | 1 | Not Marked
|  |  |  | 2 | Marked
17 | V1E17 | OTHER, SPECIFY | Char(200) |  | $F200.
18 | V1E18 | STUDY PROCEDURES COMPLETED/ASSESSED - OTHER | List | 1 | Not Marked
|  |  |  | 2 | Marked
19 | V1E19 | OTHER SPECIFY | Char(200) |  | $F200.
20 | V1E20 | IF ANY OF THE PROTOCOL REQUIRED (*) VISIT PROCEDURES WERE NOT DONE PRO | List | 1 | Participant refusal
|  |  |  | 2 | Time constraints
|  |  |  | 3 | Not clinically indicated per treating physician
|  |  |  | 88 | Other, specify
21 | V1E21 | OTHER SPECIFY | Char(200) |  | $F200.
32 | V1E32 | PARTICIPANT ABLE TO TOLERATE 100% OXYGEN FOR LESS THAN 10 MINUTES | List | 1 | No
|  |  |  | 2 | Yes
34 | V1E34 | DATE FORM COMPLETED | YYYY |  | best4.
| V1E34d | "Days from Base_dt to DATE FORM COMPLETED | # |  | best8.
35 | V1E35 | MGMT METHYLATION DONE LOCALLY | List | 1 | No
|  |  |  | 2 | Yes
|  |  |  | 99 | Unknown
36 | V1E36 | LOCAL MGMT METHYLATION STATUS | List | 1 | Methylated
|  |  |  | 2 | Unmethylated
37 | V1E37 | PARTICIPANT UNABLE TO TOLERATE 100% OXYGEN FOR < 10 MINUTES | List | 1 | No
|  |  |  | 2 | Yes
38 | V1E38 | PARTICIPANT UNDERGOING THE BOLD IMAGING SEQUENCE AS PART OF THE MRI | List | 1 | No
|  |  |  | 2 | Yes
39 | V1E39 | REASON PARTICIPANT NOT UNDERGOING BOLD IMAGING | List | 1 | Participant cannot tolerate O2 administration
|  |  |  | 2 | Site not performing BOLD sequence
|  |  |  | 88 | Other, specify
40 | V1E40 | OTHER, SPECIFY | Char(200) |  | $F200.
41 | V1E41 | DOES PARTICIPANT’S TREATMENT PLAN INCLUDE A SINGLE ANTI-VEGF THERAPY | List | 1 | No
|  |  |  | 2 | Yes
42 | V1E42 | ANTI-VEGF BEING GIVEN | List | 1 | Off label
|  |  |  | 2 | Part of other clinical trial
43 | V1E43 | Specify:NAME OF CLINICAL TRIAL | Char(200) |  | $F200.
44 | V1E44 | DRUG NAME | List | 1 | Bevacizumab
|  |  |  | 2 | Aflibercept
|  |  |  | 3 | Vandetanib
|  |  |  | 4 | XL184
|  |  |  | 5 | Blinded clinical trial
|  |  |  | 88 | Other, specify
46 | V1E46 | OTHER, SPECIFY | Char(200) |  | $F200.
47 | V1E47 | Specify:INTENDED DOSING SCHEDULE | Char(200) |  | $F200.
48 | V1E48 | DRUG TYPE | List | 1 | Anti-VEGF agent
|  |  |  | 2 | PARP inhibitor
|  |  |  | 3 | Other
49 | V1E49 | PARP INHIBITOR NAME | List | 1 | BSI
|  |  |  | 2 | ABT-888
|  |  |  | 3 | Blinded clinical trial
|  |  |  | 88 | Other, specify
50 | V1E50 | NAME OF OTHER PARP INHIBITOR | Char(200) |  | $F200.
51 | V1E51 | DID PATIENT RECEIVE TREATMENT OTHER THAN TMX AND RADIATION? | List | 1 | No
|  |  |  | 2 | Yes
52 | V1E52 | SPECIFY OTHER TREATMENT(S) PATIENT RECEIVED | Char(200) |  | $F200.
53 | V1E53 | PARTICPANT CAN TOLERATE 100% OXYGEN FOR LESS THAN 10 MINUTES | List | 1 | No, Participant should not undergo the MRI BOLD imaging sequence
|  |  |  | 2 | Yes
81 | REC | Data receipt (from base date) | # | 2 | 8

## V2
Form element number | Variable Name | Variable Label | Data Type | Option Code | Option Description
1 | V2E1 | TIMEPOINT | List | 1 | Visit 2
2 | V2E2 | WAS VISIT COMPLETED | List | 1 | No
|  |  |  | 2 | Yes
3 | V2E3 | REASON VISIT WAS NOT COMPLETED | List | 1 | Time constraints
|  |  |  | 2 | Participant withdrew
|  |  |  | 88 | Other, specify
4 | V2E4 | OTHER, SPECIFY | Char(200) |  | $F200.
5 | V2E5 | DATE OF VISIT | YYYY |  | best4.
| V2E5d | "Days from Base_dt to DATE OF VISIT | # |  | best8.
6 | V2E6 | DATE OF PET SCAN | YYYY |  | best4.
| V2E6d | "Days from Base_dt to DATE OF PET SCAN | # |  | best8.
7 | V2E7 | DATE OF MRI SCAN | YYYY |  | best4.
| V2E7d | "Days from Base_dt to DATE OF MRI SCAN | # |  | best8.
8 | V2E8 | STUDY PROCEDURES COMPLETED/ASSESSED - VITAL SIGNS | List | 1 | Not Marked
|  |  |  | 2 | Marked
9 | V2E9 | STUDY PROCEDURES COMPLETED/ASSESSED - KARNOFSKY SCORE | List | 1 | Not Marked
|  |  |  | 2 | Marked
10 | V2E10 | KARNOFSKY SCORE | # |  | BEST32.
11 | V2E11 | STUDY PROCEDURES COMPLETED/ASSESSED - MMSE | List | 1 | Not Marked
|  |  |  | 2 | Marked
12 | V2E12 | PROVIDE MMSE SCORE | # |  | BEST32.
13 | V2E13 | STUDY PROCEDURES COMPLETED/ASSESSED - PREGNANCY TEST | List | 1 | Not Marked
|  |  |  | 2 | Marked
14 | V2E14 | STUDY PROCEDURES COMPLETED/ASSESSED - PREGNANCY TEST - DATE | YYYY |  | best4.
| V2E14d | "Days from Base_dt to STUDY PROCEDURES COMPLETED/ASSESSED - PREGNANCY TEST - DATE | # |  | best8.
15 | V2E15 | STUDY PROCEDURES COMPLETED/ASSESSED - LABORATORY TESTS | List | 1 | Not Marked
|  |  |  | 2 | Marked
16 | V2E16 | STUDY PROCEDURES COMPLETED/ASSESSED - CREATININE LEVELS | List | 1 | Not Marked
|  |  |  | 2 | Marked
17 | V2E17 | STUDY PROCEDURES COMPLETED/ASSESSED - PHYSICAL EXAM | List | 1 | Not Marked
|  |  |  | 2 | Marked
18 | V2E18 | STUDY PROCEDURES COMPLETED/ASSESSED - MEDICAL HISTORY | List | 1 | Not Marked
|  |  |  | 2 | Marked
19 | V2E19 | STUDY PROCEDURES COMPLETED/ASSESSED - MR IMAGES | List | 1 | Not Marked
|  |  |  | 2 | Marked
20 | V2E20 | STUDY PROCEDURES COMPLETED/ASSESSED - OTHER IMAGING | List | 1 | Not Marked
|  |  |  | 2 | Marked
21 | V2E21 | OTHER SPECIFY | Char(200) |  | $F200.
22 | V2E22 | STUDY PROCEDURES COMPLETED/ASSESSED - OTHER | List | 1 | Not Marked
|  |  |  | 2 | Marked
23 | V2E23 | OTHER SPECIFY | Char(200) |  | $F200.
24 | V2E24 | IF ANY OF THE PROTOCOL REQUIRED (*) VISIT PROCEDURES WERE NOT DONE PRO | List | 88 | Other, specify
25 | V2E25 | OTHER, SPECIFY | Char(200) |  | $F200.
27 | V2E27 | DATE FORM COMPLETED | YYYY |  | best4.
| V2E27d | "Days from Base_dt to DATE FORM COMPLETED | # |  | best8.
28 | V2E28 | PET NOT DONE | List | 1 | Not Marked
|  |  |  | 2 | Marked
29 | V2E29 | MRI NOT DONE | List | 1 | Not Marked
|  |  |  | 2 | Marked
45 | REC | Data receipt (from base date) | # | 2 | 8

## V3
Form element number | Variable Name | Variable Label | Data Type | Option Code | Option Description
1 | V3E1 | TIMEPOINT | List | 1 | Visit 3
2 | V3E2 | WAS VISIT COMPLETED | List | 1 | No
|  |  |  | 2 | Yes
3 | V3E3 | REASON VISIT WAS NOT COMPLETED | List | 1 | Time constraints
|  |  |  | 2 | Participant withdrew
|  |  |  | 88 | Other, specify
4 | V3E4 | OTHER, SPECIFY | Char(200) |  | $F200.
5 | V3E5 | DATE OF VISIT | YYYY |  | best4.
| V3E5d | "Days from Base_dt to DATE OF VISIT | # |  | best8.
6 | V3E6 | DATE OF PET SCAN | YYYY |  | best4.
| V3E6d | "Days from Base_dt to DATE OF PET SCAN | # |  | best8.
7 | V3E7 | PET NOT DONE | List | 1 | Not Marked
|  |  |  | 2 | Marked
8 | V3E8 | DATE OF MRI SCAN | YYYY |  | best4.
| V3E8d | "Days from Base_dt to DATE OF MRI SCAN | # |  | best8.
9 | V3E9 | MRI NOT DONE | List | 1 | Not Marked
|  |  |  | 2 | Marked
10 | V3E10 | STUDY PROCEDURES COMPLETED/ASSESSED - VITAL SIGNS | List | 1 | Not Marked
|  |  |  | 2 | Marked
11 | V3E11 | STUDY PROCEDURES COMPLETED/ASSESSED - KARNOFSKY SCORE | List | 1 | Not Marked
|  |  |  | 2 | Marked
12 | V3E12 | KARNOFSKY SCORE | # |  | BEST32.
13 | V3E13 | STUDY PROCEDURES COMPLETED/ASSESSED - MMSE | List | 1 | Not Marked
|  |  |  | 2 | Marked
14 | V3E14 | PROVIDE MMSE SCORE | # |  | BEST32.
15 | V3E15 | STUDY PROCEDURES COMPLETED/ASSESSED - PREGNANCY TEST | List | 1 | Not Marked
|  |  |  | 2 | Marked
16 | V3E16 | STUDY PROCEDURES COMPLETED/ASSESSED - PREGNANCY TEST - DATE | YYYY |  | best4.
| V3E16d | "Days from Base_dt to STUDY PROCEDURES COMPLETED/ASSESSED - PREGNANCY TEST - DATE | # |  | best8.
17 | V3E17 | STUDY PROCEDURES COMPLETED/ASSESSED - LABORATORY TESTS | List | 1 | Not Marked
|  |  |  | 2 | Marked
18 | V3E18 | STUDY PROCEDURES COMPLETED/ASSESSED - CREATININE LEVELS | List | 1 | Not Marked
|  |  |  | 2 | Marked
19 | V3E19 | STUDY PROCEDURES COMPLETED/ASSESSED - PHYSICAL EXAM | List | 1 | Not Marked
|  |  |  | 2 | Marked
20 | V3E20 | STUDY PROCEDURES COMPLETED/ASSESSED - MEDICAL HISTORY | List | 1 | Not Marked
|  |  |  | 2 | Marked
21 | V3E21 | STUDY PROCEDURES COMPLETED/ASSESSED - MR IMAGES | List | 1 | Not Marked
|  |  |  | 2 | Marked
22 | V3E22 | STUDY PROCEDURES COMPLETED/ASSESSED - OTHER IMAGING | List | 1 | Not Marked
|  |  |  | 2 | Marked
23 | V3E23 | OTHER SPECIFY | Char(200) |  | $F200.
24 | V3E24 | STUDY PROCEDURES COMPLETED/ASSESSED - OTHER | List | 1 | Not Marked
|  |  |  | 2 | Marked
25 | V3E25 | OTHER SPECIFY | Char(200) |  | $F200.
26 | V3E26 | IF ANY OF THE PROTOCOL REQUIRED (*) VISIT PROCEDURES WERE NOT DONE PRO | List | 1 | Participant refusal
|  |  |  | 2 | Time constraints
|  |  |  | 3 | Not clinically indicated per treating physician
|  |  |  | 88 | Other, specify
27 | V3E27 | OTHER, SPECIFY | Char(200) |  | $F200.
28 | V3E28 | DID THE PARTICIPANT BEGIN TREATMENT PER PROTOCOL | List | 1 | No
|  |  |  | 2 | Yes
29 | V3E29 | CHEMOTHERAPY START DATE | YYYY |  | best4.
| V3E29d | "Days from Base_dt to CHEMOTHERAPY START DATE | # |  | best8.
30 | V3E30 | CHEMOTHERAPY - ANY INTERRUPTIONS | List | 1 | No
|  |  |  | 2 | Yes
31 | V3E31 | CHEMOTHERAPY - INTERRUPTIONS MORE THAN 10 DAYS | List | 1 | No
|  |  |  | 2 | Yes
32 | V3E32 | RADIATION START DATE | YYYY |  | best4.
| V3E32d | "Days from Base_dt to RADIATION START DATE | # |  | best8.
33 | V3E33 | RADIATION - ANY INTERRUPTIONS | List | 1 | No
|  |  |  | 2 | Yes
34 | V3E34 | RADIATION - INTERRUPTIONS MORE THAN 10 DAYS | List | 1 | No
|  |  |  | 2 | Yes
35 | V3E35 | PARTICIPANT BEGAN TREATMENT PER PROTOCOL - CHANGE IN TREATMENT PLAN | List | 1 | Not Marked
|  |  |  | 2 | Marked
36 | V3E36 | PARTICIPANT BEGAN TREATMENT PER PROTOCOL - DISEASE PROGRESSION | List | 1 | Not Marked
|  |  |  | 2 | Marked
37 | V3E37 | PARTICIPANT BEGAN TREATMENT PER PROTOCOL - OTHER | List | 1 | Not Marked
|  |  |  | 2 | Marked
38 | V3E38 | OTHER, SPECIFY | Char(200) |  | $F200.
40 | V3E40 | DATE FORM COMPLETED (MM/DD/YYYY) | YYYY |  | best4.
| V3E40d | "Days from Base_dt to DATE FORM COMPLETED (MM/DD/YYYY) | # |  | best8.
41 | V3E41 | PT DID NOT RECEIVE ANY ANTI-VEGF | List | 1 | Not Marked
|  |  |  | 2 | Marked
43 | V3E43 | START DATE OF ANTI VEGF | YYYY |  | best4.
| V3E43d | "Days from Base_dt to START DATE OF ANTI VEGF | # |  | best8.
44 | V3E44 | DESC ' ANTI-VEGF INTERRUPTIONS | List | 1 | No
|  |  |  | 2 | Yes
45 | V3E45 | PT DID NOT RECEIVE ANY CHEMOTHERAPY | List | 1 | Not Marked
|  |  |  | 2 | Marked
46 | V3E46 | PT DID NOT RECEIVE ANY RADIATION | List | 1 | Not Marked
|  |  |  | 2 | Marked
47 | V3E47 | PT DID NOT RECEIVE A PARP INHIBITOR | List | 1 | Not Marked
|  |  |  | 2 | Marked
49 | V3E49 | PARP INHIBITOR START DATE | YYYY |  | best4.
| V3E49d | "Days from Base_dt to PARP INHIBITOR START DATE | # |  | best8.
50 | V3E50 | PARP INHIBITOR ANY INTERRUPTIONS | List | 1 | No
|  |  |  | 2 | Yes
83 | REC | Data receipt (from base date) | # | 2 | 8

## V4
Form element number | Variable Name | Variable Label | Data Type | Option Code | Option Description
1 | V4E1 | TIMEPOINT | List | 1 | Visit 4
2 | V4E2 | WAS VISIT COMPLETED | List | 1 | No
|  |  |  | 2 | Yes
3 | V4E3 | REASON VISIT WAS NOT COMPLETED | List | 1 | Time constraints
|  |  |  | 2 | Participant withdrew
|  |  |  | 88 | Other, specify
4 | V4E4 | OTHER, SPECIFY | Char(200) |  | $F200.
5 | V4E5 | DATE OF VISIT | YYYY |  | best4.
| V4E5d | "Days from Base_dt to DATE OF VISIT | # |  | best8.
6 | V4E6 | DATE OF PET SCAN | YYYY |  | best4.
| V4E6d | "Days from Base_dt to DATE OF PET SCAN | # |  | best8.
7 | V4E7 | PET NOT DONE | List | 1 | Not Marked
|  |  |  | 2 | Marked
8 | V4E8 | DATE OF MRI SCAN | YYYY |  | best4.
| V4E8d | "Days from Base_dt to DATE OF MRI SCAN | # |  | best8.
9 | V4E9 | MRI NOT DONE | List | 1 | Not Marked
|  |  |  | 2 | Marked
10 | V4E10 | STUDY PROCEDURES COMPLETED/ASSESSED - VITAL SIGNS | List | 1 | Not Marked
|  |  |  | 2 | Marked
11 | V4E11 | STUDY PROCEDURES COMPLETED/ASSESSED - DISEASE STATUS | List | 1 | Not Marked
|  |  |  | 2 | Marked
12 | V4E12 | STUDY PROCEDURES COMPLETED/ASSESSED - DISEASE STATUS - CHECK STATUS | List | 1 | Complete Response
|  |  |  | 2 | Partial response
|  |  |  | 3 | Progressive disease
|  |  |  | 4 | Stable disease
13 | V4E13 | WAS MRI USED TO DETERMINE DISEASE STATUS | List | 1 | No
|  |  |  | 2 | Yes
14 | V4E14 | DATE OF MRI | YYYY |  | best4.
| V4E14d | "Days from Base_dt to DATE OF MRI | # |  | best8.
15 | V4E15 | STUDY PROCEDURES COMPLETED/ASSESSED - KARNOFSKY SCORE | List | 1 | Not Marked
|  |  |  | 2 | Marked
16 | V4E16 | KARNOFSKY SCORE | # |  | BEST32.
17 | V4E17 | STUDY PROCEDURES COMPLETED/ASSESSED - MMSE | List | 1 | Not Marked
|  |  |  | 2 | Marked
18 | V4E18 | PROVIDE MMSE SCORE | # |  | BEST32.
19 | V4E19 | STUDY PROCEDURES COMPLETED/ASSESSED - PREGNANCY TEST | List | 1 | Not Marked
|  |  |  | 2 | Marked
20 | V4E20 | STUDY PROCEDURES COMPLETED/ASSESSED - PREGNANCY TEST - DATE | YYYY |  | best4.
| V4E20d | "Days from Base_dt to STUDY PROCEDURES COMPLETED/ASSESSED - PREGNANCY TEST - DATE | # |  | best8.
21 | V4E21 | STUDY PROCEDURES COMPLETED/ASSESSED - MEDICAL HISTORY | List | 1 | Not Marked
|  |  |  | 2 | Marked
22 | V4E22 | STUDY PROCEDURES COMPLETED/ASSESSED - MR IMAGES | List | 1 | Not Marked
|  |  |  | 2 | Marked
23 | V4E23 | STUDY PROCEDURES COMPLETED/ASSESSED - OTHER IMAGING | List | 1 | Not Marked
|  |  |  | 2 | Marked
24 | V4E24 | OTHER SPECIFY | Char(200) |  | $F200.
25 | V4E25 | STUDY PROCEDURES COMPLETED/ASSESSED - PHYSICAL EXAM | List | 1 | Not Marked
|  |  |  | 2 | Marked
26 | V4E26 | STUDY PROCEDURES COMPLETED/ASSESSED - LABORATORY TESTS | List | 1 | Not Marked
|  |  |  | 2 | Marked
27 | V4E27 | STUDY PROCEDURES COMPLETED/ASSESSED - CREATININE LEVELS | List | 1 | Not Marked
|  |  |  | 2 | Marked
28 | V4E28 | STUDY PROCEDURES COMPLETED/ASSESSED - OTHER | List | 1 | Not Marked
|  |  |  | 2 | Marked
29 | V4E29 | OTHER SPECIFY | Char(200) |  | $F200.
30 | V4E30 | IF ANY OF THE PROTOCOL REQUIRED (*) VISIT PROCEDURES WERE NOT DONE PRO | List | 1 | Participant refusal
|  |  |  | 2 | Time constraints
|  |  |  | 3 | Not clinically indicated per treating physician
|  |  |  | 88 | Other, specify
31 | V4E31 | OTHER, SPECIFY | Char(200) |  | $F200.
32 | V4E32 | CHEMOTHERAPY | List | 1 | Temozolomide
|  |  |  | 2 | Pt did not receive any TMZ
33 | V4E33 | TREATMENT - CHEMOTHERAPY - DATE STARTED | YYYY |  | best4.
| V4E33d | "Days from Base_dt to TREATMENT - CHEMOTHERAPY - DATE STARTED | # |  | best8.
34 | V4E34 | TREATMENT - CHEMOTHERAPY - START DATE UNKNOWN | List | 1 | Not Marked
|  |  |  | 2 | Marked
35 | V4E35 | TREATMENT - CHEMOTHERAPY - END DATE | YYYY |  | best4.
| V4E35d | "Days from Base_dt to TREATMENT - CHEMOTHERAPY - END DATE | # |  | best8.
36 | V4E36 | TREATMENT - CHEMOTHERAPY - END DATE | List | 1 | Ongoing
|  |  |  | 99 | Unknown
37 | V4E37 | TREATMENT - CHEMOTHERAPY - DOSE | # |  | BEST32.
38 | V4E38 | TREATMENT - CHEMOTHERAPY - ANY INTERRUPTIONS | List | 1 | No
|  |  |  | 2 | Yes
39 | V4E39 | TREATMENT - CHEMOTHERAPY - STATUS | List | 1 | Completed
|  |  |  | 2 | Not completed
40 | V4E40 | TREATMENT - CHEMOTHERAPY - STATUS - REASON NOT COMPLETED | List | 1 | Ongoing
|  |  |  | 2 | Disease Progression
|  |  |  | 3 | Pt/MD decision
|  |  |  | 88 | Other, specify
41 | V4E41 | TREATMENT - CHEMOTHERAPY - STATUS - REASON NOT COMPLETED - SPECIFY | Char(200) |  | $F200.
42 | V4E42 | TREATMENT - RADIATION | List | 1 | IMRT
|  |  |  | 2 | Pt did not receive any radiation
|  |  |  | 88 | Other, specify
43 | V4E43 | TREATMENT - RADIATION - OTHER, SPECIFY | Char(200) |  | $F200.
44 | V4E44 | TREATMENT - RADIATION - START DATE | YYYY |  | best4.
| V4E44d | "Days from Base_dt to TREATMENT - RADIATION - START DATE | # |  | best8.
45 | V4E45 | TREATMENT - RADIATION - START DATE - UNKNOWN | List | 1 | Not Marked
|  |  |  | 2 | Marked
46 | V4E46 | TREATMENT - RADIATION - END DATE | YYYY |  | best4.
| V4E46d | "Days from Base_dt to TREATMENT - RADIATION - END DATE | # |  | best8.
47 | V4E47 | TREATMENT - RADIATION - END DATE | List | 1 | Ongoing
|  |  |  | 99 | Unknown
48 | V4E48 | TREATMENT - RADIATION - TOTAL DOSE | # |  | BEST32.
49 | V4E49 | TREATMENT - RADIATION - ANY INTERRUPTIONS | List | 1 | No
|  |  |  | 2 | Yes
50 | V4E50 | TREATMENT - RADIATION - STATUS | List | 1 | Completed
|  |  |  | 2 | Not completed
51 | V4E51 | TREATMENT - RADIATION - STATUS - REASON NOT COMPLETED | List | 1 | Ongoing
|  |  |  | 2 | Disease Progression
|  |  |  | 3 | Pt/MD decision
|  |  |  | 88 | Other, specify
52 | V4E52 | TREATMENT - RADIATION - STATUS - REASON NOT COMPLETED - SPECIFY | Char(200) |  | $F200.
53 | V4E53 | DID THE PARTICIPANT RECEIVE ANY OTHER TREATMENT | List | 1 | No
|  |  |  | 2 | Yes
55 | V4E55 | DATE FORM COMPLETED | YYYY |  | best4.
| V4E55d | "Days from Base_dt to DATE FORM COMPLETED | # |  | best8.
97 | REC | Data receipt (from base date) | # |  | 8

## VA
Form element number | Variable Name | Variable Label | Data Type | Option Code | Option Description
1 | VAE1 | TIMEPOINT | List | 1 | Visit 2a
2 | VAE2 | WAS VISIT COMPLETED | List | 1 | No
|  |  |  | 2 | Yes
3 | VAE3 | REASON VISIT WAS NOT COMPLETED | List | 1 | Time constraints
|  |  |  | 2 | Participant withdrew
|  |  |  | 3 | Pt did not consent to 2nd imaging
|  |  |  | 88 | Other, specify
4 | VAE4 | OTHER, SPECIFY | Char(200) |  | $F200.
5 | VAE5 | DATE OF VISIT | YYYY |  | best4.
| VAE5d | "Days from Base_dt to DATE OF VISIT | # |  | best8.
6 | VAE6 | DATE OF PET SCAN | YYYY |  | best4.
| VAE6d | "Days from Base_dt to DATE OF PET SCAN | # |  | best8.
7 | VAE7 | STUDY PROCEDURES COMPLETED/ASSESSED - VITAL SIGNS | List | 1 | Not Marked
|  |  |  | 2 | Marked
8 | VAE8 | STUDY PROCEDURES COMPLETED/ASSESSED - KARNOFSKY SCORE | List | 1 | Not Marked
9 | VAE9 | KARNOFSKY SCORE | # |  | BEST32.
10 | VAE10 | STUDY PROCEDURES COMPLETED/ASSESSED - MMSE | List | 1 | Not Marked
|  |  |  | 2 | Marked
11 | VAE11 | PROVIDE MMSE SCORE | # |  | BEST32.
12 | VAE12 | STUDY PROCEDURES COMPLETED/ASSESSED - PREGNANCY TEST | List | 1 | Not Marked
|  |  |  | 2 | Marked
13 | VAE13 | STUDY PROCEDURES COMPLETED/ASSESSED - PREGNANCY TEST - DATE | YYYY |  | best4.
| VAE13d | "Days from Base_dt to STUDY PROCEDURES COMPLETED/ASSESSED - PREGNANCY TEST - DATE | # |  | best8.
14 | VAE14 | STUDY PROCEDURES COMPLETED/ASSESSED - LABORATORY TESTS | List | 1 | Not Marked
|  |  |  | 2 | Marked
15 | VAE15 | STUDY PROCEDURES COMPLETED/ASSESSED - CREATININE LEVELS | List | 1 | Not Marked
|  |  |  | 2 | Marked
16 | VAE16 | STUDY PROCEDURES COMPLETED/ASSESSED - PHYSICAL EXAM | List | 1 | Not Marked
|  |  |  | 2 | Marked
17 | VAE17 | STUDY PROCEDURES COMPLETED/ASSESSED - MEDICAL HISTORY | List | 1 | Not Marked
|  |  |  | 2 | Marked
18 | VAE18 | STUDY PROCEDURES COMPLETED/ASSESSED - MR IMAGES | List | 1 | Not Marked
|  |  |  | 2 | Marked
19 | VAE19 | STUDY PROCEDURES COMPLETED/ASSESSED - OTHER IMAGING | List | 1 | Not Marked
|  |  |  | 2 | Marked
20 | VAE20 | OTHER SPECIFY | Char(200) |  | $F200.
21 | VAE21 | STUDY PROCEDURES COMPLETED/ASSESSED - OTHER | List | 1 | Not Marked
|  |  |  | 2 | Marked
22 | VAE22 | OTHER SPECIFY | Char(200) |  | $F200.
23 | VAE23 | IF ANY OF THE PROTOCOL REQUIRED (*) VISIT PROCEDURES WERE NOT DONE PRO | List | 88 | Other, specify
24 | VAE24 | OTHER, SPECIFY | Char(200) |  | $F200.
26 | VAE26 | DATE FORM COMPLETED | YYYY |  | best4.
| VAE26d | "Days from Base_dt to DATE FORM COMPLETED | # |  | best8.
40 | REC | Data receipt (from base date) | # |  | 8